## Cover
File information:
Created by: | Environmental Resources Management Ltd.
Author: | Rhys Kotak
Reviewer: | Siem van Limpt
Contact: | siem.vanlimpt@erm.com
Client: | UK Power Networks
Recipient: | Sara Afifi
Contents: | Generation projections
Resolution: | GSP
Licence: | UK Power Networks Distribution Future Energy Scenarios © 2024 by UK Power Networks is licenced under Attribution 4.0 International
Disclaimer:
Environmental Resources Management Limited has prepared the data contained in this workbook in good faith, and has endeavoured to prepare this data in a manner which is, as far as reasonably possible, objective. While Environmental Resources Management Limited has not sought to mislead any person as to the contents of this workbook and whilst the data represent our best view at the time of issue, users of this data should apply caution when using the contents of this workbook. The data in this workbook must be considered as illustrative only of what could occur under different possible futures and Environmental Resources Management Limited does not provide any view on the likelihood of these different scenarios coming to pass. Environmental Resources Management Limited has produced the data contained herein for UK Power Networks under the terms agreed in contract MAA-20190195 expressly for their own use. While Environmental Resources Management Limited agrees to release of this data into the public domain we give no guarantee, express nor implied, with regards to the information in this workbook for use by third parties and therefore do not accept any responsibility for any use that is made of the information contained within this workbook by any third parties, or by UK Power Networks outside of the terms of the agreement.
Glossary
LSOA21CD | Lower layer super output area ID, indicated by their ONS code (2021)
LSOA21NM | Lower layer super output area name, indicated by their ONS code (2021)
MSOA21CD | Middle layer super output area ID, indicated by their ONS code (2021)
MSOA21NM | Middle layer super output area name, indicated by their ONS code (2021)
LAD22CD | Local authority district ID, indicated by their ONS code (2022)
LAD22NM | Local authority district, indicated by their ONS name (2022)
LEP21CD1 | Local enterprise partnership ID (2021)
LEP21NM1 | Local enterprise partnership name (2021)
CTY22CD | County code (2022)
CTY22NM | County name (2022)
Proportion in {X}PN | Proportion of LSOA that lies within each licence area, by customer count
Majority Licence Area | Licence area within UK Power Networks' network
Primary | Primary substation within UK Power Networks' network
GSP | Grid Supply Point within UK Power Networks' network
Scenario World | The energy system pathway aligned with those of National Energy System Operator
Scenario | The bespoke trajectory developed for each driver of demand
Parameter | Describes what the data represents e.g., battery electric vehicles or generation capacity
Unit | The units of the data e.g., number, kW etc.
Year | The years refer to the regulatory year, so "2025" refers to the period from April 2025 - March 2026
Version | Date | Changes | Source file: | Issued by
V1 | 2026-03-24 | 2026 DFES with tRESP and LAEP alignment for the appropriate technologies |  | IW

## Distributed Generation
GSP | Parameter | Building Block ID | Parameter Detail | Units | Scenario World | 2024 | 2025 | 2026 | 2027 | 2028 | 2029 | 2030 | 2031 | 2032 | 2033 | 2034 | 2035 | 2036 | 2037 | 2038 | 2039 | 2040 | 2041 | 2042 | 2043 | 2044 | 2045 | 2046 | 2047 | 2048 | 2049 | 2050
Amersham | Non-renewable CHP | Gen_BB001 | >=1MW | MW | HolisticTransition | 0 | 0 | 0 | 0 | 0 | 0 | 0 | 0 | 0 | 0 | 0 | 0 | 0 | 0 | 0 | 0 | 0 | 0 | 0 | 0 | 0 | 0 | 0 | 0 | 0 | 0 | 0
Amersham | Non-renewable CHP | Gen_BB001 | >=1MW | MW | FallingBehind | 0 | 0 | 0 | 0 | 0 | 0 | 0 | 0 | 0 | 0 | 0 | 0 | 0 | 0 | 0 | 0 | 0 | 0 | 0 | 0 | 0 | 0 | 0 | 0 | 0 | 0 | 0
Amersham | Non-renewable CHP | Gen_BB001 | >=1MW | MW | ElectricEngagement | 0 | 0 | 0 | 0 | 0 | 0 | 0 | 0 | 0 | 0 | 0 | 0 | 0 | 0 | 0 | 0 | 0 | 0 | 0 | 0 | 0 | 0 | 0 | 0 | 0 | 0 | 0
Amersham | Non-renewable CHP | Gen_BB001 | >=1MW | MW | HydrogenEvolution | 0 | 0 | 0 | 0 | 0 | 0 | 0 | 0 | 0 | 0 | 0 | 0 | 0 | 0 | 0 | 0 | 0 | 0 | 0 | 0 | 0 | 0 | 0 | 0 | 0 | 0 | 0
Barking 132 | Non-renewable CHP | Gen_BB001 | >=1MW | MW | HolisticTransition | 0 | 0 | 0 | 0 | 0 | 0 | 0 | 0 | 0 | 0 | 0 | 0 | 0 | 0 | 0 | 0 | 0 | 0 | 0 | 0 | 0 | 0 | 0 | 0 | 0 | 0 | 0
Barking 132 | Non-renewable CHP | Gen_BB001 | >=1MW | MW | FallingBehind | 0 | 0 | 0 | 0 | 0 | 0 | 0 | 0 | 0 | 0 | 0 | 0 | 0 | 0 | 0 | 0 | 0 | 0 | 0 | 0 | 0 | 0 | 0 | 0 | 0 | 0 | 0
Barking 132 | Non-renewable CHP | Gen_BB001 | >=1MW | MW | ElectricEngagement | 0 | 0 | 0 | 0 | 0 | 0 | 0 | 0 | 0 | 0 | 0 | 0 | 0 | 0 | 0 | 0 | 0 | 0 | 0 | 0 | 0 | 0 | 0 | 0 | 0 | 0 | 0
Barking 132 | Non-renewable CHP | Gen_BB001 | >=1MW | MW | HydrogenEvolution | 0 | 0 | 0 | 0 | 0 | 0 | 0 | 0 | 0 | 0 | 0 | 0 | 0 | 0 | 0 | 0 | 0 | 0 | 0 | 0 | 0 | 0 | 0 | 0 | 0 | 0 | 0
Barking West (EPN) | Non-renewable CHP | Gen_BB001 | >=1MW | MW | HolisticTransition | 0 | 0 | 0 | 0 | 0 | 0 | 0 | 0 | 0 | 0 | 0 | 0 | 0 | 0 | 0 | 0 | 0 | 0 | 0 | 0 | 0 | 0 | 0 | 0 | 0 | 0 | 0
Barking West (EPN) | Non-renewable CHP | Gen_BB001 | >=1MW | MW | FallingBehind | 0 | 0 | 0 | 0 | 0 | 0 | 0 | 0 | 0 | 0 | 0 | 0 | 0 | 0 | 0 | 0 | 0 | 0 | 0 | 0 | 0 | 0 | 0 | 0 | 0 | 0 | 0
Barking West (EPN) | Non-renewable CHP | Gen_BB001 | >=1MW | MW | ElectricEngagement | 0 | 0 | 0 | 0 | 0 | 0 | 0 | 0 | 0 | 0 | 0 | 0 | 0 | 0 | 0 | 0 | 0 | 0 | 0 | 0 | 0 | 0 | 0 | 0 | 0 | 0 | 0
Barking West (EPN) | Non-renewable CHP | Gen_BB001 | >=1MW | MW | HydrogenEvolution | 0 | 0 | 0 | 0 | 0 | 0 | 0 | 0 | 0 | 0 | 0 | 0 | 0 | 0 | 0 | 0 | 0 | 0 | 0 | 0 | 0 | 0 | 0 | 0 | 0 | 0 | 0
Biggleswade | Non-renewable CHP | Gen_BB001 | >=1MW | MW | HolisticTransition | 0 | 0 | 0 | 0 | 0 | 0 | 0 | 0 | 0 | 0 | 0 | 0 | 0 | 0 | 0 | 0 | 0 | 0 | 0 | 0 | 0 | 0 | 0 | 0 | 0 | 0 | 0
Biggleswade | Non-renewable CHP | Gen_BB001 | >=1MW | MW | FallingBehind | 0 | 0 | 0 | 0 | 0 | 0 | 0 | 0 | 0 | 0 | 0 | 0 | 0 | 0 | 0 | 0 | 0 | 0 | 0 | 0 | 0 | 0 | 0 | 0 | 0 | 0 | 0
Biggleswade | Non-renewable CHP | Gen_BB001 | >=1MW | MW | ElectricEngagement | 0 | 0 | 0 | 0 | 0 | 0 | 0 | 0 | 0 | 0 | 0 | 0 | 0 | 0 | 0 | 0 | 0 | 0 | 0 | 0 | 0 | 0 | 0 | 0 | 0 | 0 | 0
Biggleswade | Non-renewable CHP | Gen_BB001 | >=1MW | MW | HydrogenEvolution | 0 | 0 | 0 | 0 | 0 | 0 | 0 | 0 | 0 | 0 | 0 | 0 | 0 | 0 | 0 | 0 | 0 | 0 | 0 | 0 | 0 | 0 | 0 | 0 | 0 | 0 | 0
Bourne | Non-renewable CHP | Gen_BB001 | >=1MW | MW | HolisticTransition | 0 | 0 | 0 | 0 | 0 | 0 | 0 | 0 | 0 | 0 | 0 | 0 | 0 | 0 | 0 | 0 | 0 | 0 | 0 | 0 | 0 | 0 | 0 | 0 | 0 | 0 | 0
Bourne | Non-renewable CHP | Gen_BB001 | >=1MW | MW | FallingBehind | 0 | 0 | 0 | 0 | 0 | 0 | 0 | 0 | 0 | 0 | 0 | 0 | 0 | 0 | 0 | 0 | 0 | 0 | 0 | 0 | 0 | 0 | 0 | 0 | 0 | 0 | 0
Bourne | Non-renewable CHP | Gen_BB001 | >=1MW | MW | ElectricEngagement | 0 | 0 | 0 | 0 | 0 | 0 | 0 | 0 | 0 | 0 | 0 | 0 | 0 | 0 | 0 | 0 | 0 | 0 | 0 | 0 | 0 | 0 | 0 | 0 | 0 | 0 | 0
Bourne | Non-renewable CHP | Gen_BB001 | >=1MW | MW | HydrogenEvolution | 0 | 0 | 0 | 0 | 0 | 0 | 0 | 0 | 0 | 0 | 0 | 0 | 0 | 0 | 0 | 0 | 0 | 0 | 0 | 0 | 0 | 0 | 0 | 0 | 0 | 0 | 0
Braintree | Non-renewable CHP | Gen_BB001 | >=1MW | MW | HolisticTransition | 0 | 0 | 0 | 0 | 0 | 0 | 0 | 0 | 0 | 0 | 0 | 0 | 0 | 0 | 0 | 0 | 0 | 0 | 0 | 0 | 0 | 0 | 0 | 0 | 0 | 0 | 0
Braintree | Non-renewable CHP | Gen_BB001 | >=1MW | MW | FallingBehind | 0 | 0 | 0 | 0 | 0 | 0 | 0 | 0 | 0 | 0 | 0 | 0 | 0 | 0 | 0 | 0 | 0 | 0 | 0 | 0 | 0 | 0 | 0 | 0 | 0 | 0 | 0
Braintree | Non-renewable CHP | Gen_BB001 | >=1MW | MW | ElectricEngagement | 0 | 0 | 0 | 0 | 0 | 0 | 0 | 0 | 0 | 0 | 0 | 0 | 0 | 0 | 0 | 0 | 0 | 0 | 0 | 0 | 0 | 0 | 0 | 0 | 0 | 0 | 0
Braintree | Non-renewable CHP | Gen_BB001 | >=1MW | MW | HydrogenEvolution | 0 | 0 | 0 | 0 | 0 | 0 | 0 | 0 | 0 | 0 | 0 | 0 | 0 | 0 | 0 | 0 | 0 | 0 | 0 | 0 | 0 | 0 | 0 | 0 | 0 | 0 | 0
Bramford | Non-renewable CHP | Gen_BB001 | >=1MW | MW | HolisticTransition | 2.779 | 2.779 | 2.779 | 2.021 | 1.649 | 1.302 | 0.959 | 0.681 | 0.466 | 0.294 | 0.186 | 0 | 0 | 0 | 0 | 0 | 0 | 0 | 0 | 0 | 0 | 0 | 0 | 0 | 0 | 0 | 0
Bramford | Non-renewable CHP | Gen_BB001 | >=1MW | MW | FallingBehind | 2.779 | 2.4 | 2.4 | 2.4 | 2.4 | 2.4 | 2.4 | 2.4 | 2.4 | 2.4 | 2.4 | 2.4 | 2.4 | 2.4 | 2.4 | 2.4 | 2.4 | 2.4 | 2.4 | 2.4 | 2.4 | 2.4 | 2.4 | 2.4 | 2.4 | 2.4 | 2.4
Bramford | Non-renewable CHP | Gen_BB001 | >=1MW | MW | ElectricEngagement | 2.779 | 2.589 | 2.589 | 2.211 | 2.024 | 1.807 | 1.568 | 1.312 | 1.043 | 0.817 | 0.586 | 0.401 | 0.259 | 0.161 | 0.092 | 0.045 | 0.023 | 0.01 | 0.004 | 0.001 | 0 | 0 | 0 | 0 | 0 | 0 | 0
Bramford | Non-renewable CHP | Gen_BB001 | >=1MW | MW | HydrogenEvolution | 2.779 | 2.589 | 2.589 | 2.211 | 2.024 | 1.807 | 1.568 | 1.312 | 1.043 | 0.817 | 0.586 | 0.401 | 0.259 | 0.161 | 0.092 | 0.045 | 0.023 | 0.01 | 0.004 | 0.001 | 0 | 0 | 0 | 0 | 0 | 0 | 0
Brimsdown (EPN) | Non-renewable CHP | Gen_BB001 | >=1MW | MW | HolisticTransition | 0 | 0 | 0 | 0 | 0 | 0 | 0 | 0 | 0 | 0 | 0 | 0 | 0 | 0 | 0 | 0 | 0 | 0 | 0 | 0 | 0 | 0 | 0 | 0 | 0 | 0 | 0
Brimsdown (EPN) | Non-renewable CHP | Gen_BB001 | >=1MW | MW | FallingBehind | 0 | 0 | 0 | 0 | 0 | 0 | 0 | 0 | 0 | 0 | 0 | 0 | 0 | 0 | 0 | 0 | 0 | 0 | 0 | 0 | 0 | 0 | 0 | 0 | 0 | 0 | 0
Brimsdown (EPN) | Non-renewable CHP | Gen_BB001 | >=1MW | MW | ElectricEngagement | 0 | 0 | 0 | 0 | 0 | 0 | 0 | 0 | 0 | 0 | 0 | 0 | 0 | 0 | 0 | 0 | 0 | 0 | 0 | 0 | 0 | 0 | 0 | 0 | 0 | 0 | 0
Brimsdown (EPN) | Non-renewable CHP | Gen_BB001 | >=1MW | MW | HydrogenEvolution | 0 | 0 | 0 | 0 | 0 | 0 | 0 | 0 | 0 | 0 | 0 | 0 | 0 | 0 | 0 | 0 | 0 | 0 | 0 | 0 | 0 | 0 | 0 | 0 | 0 | 0 | 0
Burwell | Non-renewable CHP | Gen_BB001 | >=1MW | MW | HolisticTransition | 0 | 0 | 0 | 0 | 0 | 0 | 0 | 0 | 0 | 0 | 0 | 0 | 0 | 0 | 0 | 0 | 0 | 0 | 0 | 0 | 0 | 0 | 0 | 0 | 0 | 0 | 0
Burwell | Non-renewable CHP | Gen_BB001 | >=1MW | MW | FallingBehind | 0 | 0 | 0 | 0 | 0 | 0 | 0 | 0 | 0 | 0 | 0 | 0 | 0 | 0 | 0 | 0 | 0 | 0 | 0 | 0 | 0 | 0 | 0 | 0 | 0 | 0 | 0
Burwell | Non-renewable CHP | Gen_BB001 | >=1MW | MW | ElectricEngagement | 0 | 0 | 0 | 0 | 0 | 0 | 0 | 0 | 0 | 0 | 0 | 0 | 0 | 0 | 0 | 0 | 0 | 0 | 0 | 0 | 0 | 0 | 0 | 0 | 0 | 0 | 0
Burwell | Non-renewable CHP | Gen_BB001 | >=1MW | MW | HydrogenEvolution | 0 | 0 | 0 | 0 | 0 | 0 | 0 | 0 | 0 | 0 | 0 | 0 | 0 | 0 | 0 | 0 | 0 | 0 | 0 | 0 | 0 | 0 | 0 | 0 | 0 | 0 | 0
Eaton Socon | Non-renewable CHP | Gen_BB001 | >=1MW | MW | HolisticTransition | 0 | 0 | 0 | 0 | 0 | 0 | 0 | 0 | 0 | 0 | 0 | 0 | 0 | 0 | 0 | 0 | 0 | 0 | 0 | 0 | 0 | 0 | 0 | 0 | 0 | 0 | 0
Eaton Socon | Non-renewable CHP | Gen_BB001 | >=1MW | MW | FallingBehind | 0 | 0 | 0 | 0 | 0 | 0 | 0 | 0 | 0 | 0 | 0 | 0 | 0 | 0 | 0 | 0 | 0 | 0 | 0 | 0 | 0 | 0 | 0 | 0 | 0 | 0 | 0
Eaton Socon | Non-renewable CHP | Gen_BB001 | >=1MW | MW | ElectricEngagement | 0 | 0 | 0 | 0 | 0 | 0 | 0 | 0 | 0 | 0 | 0 | 0 | 0 | 0 | 0 | 0 | 0 | 0 | 0 | 0 | 0 | 0 | 0 | 0 | 0 | 0 | 0
Eaton Socon | Non-renewable CHP | Gen_BB001 | >=1MW | MW | HydrogenEvolution | 0 | 0 | 0 | 0 | 0 | 0 | 0 | 0 | 0 | 0 | 0 | 0 | 0 | 0 | 0 | 0 | 0 | 0 | 0 | 0 | 0 | 0 | 0 | 0 | 0 | 0 | 0
Elstree 1&2 and 8&9 and Watford South 3A&3B | Non-renewable CHP | Gen_BB001 | >=1MW | MW | HolisticTransition | 0 | 0 | 0 | 0 | 0 | 0 | 0 | 0 | 0 | 0 | 0 | 0 | 0 | 0 | 0 | 0 | 0 | 0 | 0 | 0 | 0 | 0 | 0 | 0 | 0 | 0 | 0
Elstree 1&2 and 8&9 and Watford South 3A&3B | Non-renewable CHP | Gen_BB001 | >=1MW | MW | FallingBehind | 0 | 0 | 0 | 0 | 0 | 0 | 0 | 0 | 0 | 0 | 0 | 0 | 0 | 0 | 0 | 0 | 0 | 0 | 0 | 0 | 0 | 0 | 0 | 0 | 0 | 0 | 0
Elstree 1&2 and 8&9 and Watford South 3A&3B | Non-renewable CHP | Gen_BB001 | >=1MW | MW | ElectricEngagement | 0 | 0 | 0 | 0 | 0 | 0 | 0 | 0 | 0 | 0 | 0 | 0 | 0 | 0 | 0 | 0 | 0 | 0 | 0 | 0 | 0 | 0 | 0 | 0 | 0 | 0 | 0
Elstree 1&2 and 8&9 and Watford South 3A&3B | Non-renewable CHP | Gen_BB001 | >=1MW | MW | HydrogenEvolution | 0 | 0 | 0 | 0 | 0 | 0 | 0 | 0 | 0 | 0 | 0 | 0 | 0 | 0 | 0 | 0 | 0 | 0 | 0 | 0 | 0 | 0 | 0 | 0 | 0 | 0 | 0
Elstree 3&4 | Non-renewable CHP | Gen_BB001 | >=1MW | MW | HolisticTransition | 0 | 0 | 0 | 0 | 0 | 0 | 0 | 0 | 0 | 0 | 0 | 0 | 0 | 0 | 0 | 0 | 0 | 0 | 0 | 0 | 0 | 0 | 0 | 0 | 0 | 0 | 0
Elstree 3&4 | Non-renewable CHP | Gen_BB001 | >=1MW | MW | FallingBehind | 0 | 0 | 0 | 0 | 0 | 0 | 0 | 0 | 0 | 0 | 0 | 0 | 0 | 0 | 0 | 0 | 0 | 0 | 0 | 0 | 0 | 0 | 0 | 0 | 0 | 0 | 0
Elstree 3&4 | Non-renewable CHP | Gen_BB001 | >=1MW | MW | ElectricEngagement | 0 | 0 | 0 | 0 | 0 | 0 | 0 | 0 | 0 | 0 | 0 | 0 | 0 | 0 | 0 | 0 | 0 | 0 | 0 | 0 | 0 | 0 | 0 | 0 | 0 | 0 | 0
Elstree 3&4 | Non-renewable CHP | Gen_BB001 | >=1MW | MW | HydrogenEvolution | 0 | 0 | 0 | 0 | 0 | 0 | 0 | 0 | 0 | 0 | 0 | 0 | 0 | 0 | 0 | 0 | 0 | 0 | 0 | 0 | 0 | 0 | 0 | 0 | 0 | 0 | 0
Grendon | Non-renewable CHP | Gen_BB001 | >=1MW | MW | HolisticTransition | 0 | 0 | 0 | 0 | 0 | 0 | 0 | 0 | 0 | 0 | 0 | 0 | 0 | 0 | 0 | 0 | 0 | 0 | 0 | 0 | 0 | 0 | 0 | 0 | 0 | 0 | 0
Grendon | Non-renewable CHP | Gen_BB001 | >=1MW | MW | FallingBehind | 0 | 0 | 0 | 0 | 0 | 0 | 0 | 0 | 0 | 0 | 0 | 0 | 0 | 0 | 0 | 0 | 0 | 0 | 0 | 0 | 0 | 0 | 0 | 0 | 0 | 0 | 0
Grendon | Non-renewable CHP | Gen_BB001 | >=1MW | MW | ElectricEngagement | 0 | 0 | 0 | 0 | 0 | 0 | 0 | 0 | 0 | 0 | 0 | 0 | 0 | 0 | 0 | 0 | 0 | 0 | 0 | 0 | 0 | 0 | 0 | 0 | 0 | 0 | 0
Grendon | Non-renewable CHP | Gen_BB001 | >=1MW | MW | HydrogenEvolution | 0 | 0 | 0 | 0 | 0 | 0 | 0 | 0 | 0 | 0 | 0 | 0 | 0 | 0 | 0 | 0 | 0 | 0 | 0 | 0 | 0 | 0 | 0 | 0 | 0 | 0 | 0
Mill Hill and Hendon | Non-renewable CHP | Gen_BB001 | >=1MW | MW | HolisticTransition | 0 | 0 | 0 | 0 | 0 | 0 | 0 | 0 | 0 | 0 | 0 | 0 | 0 | 0 | 0 | 0 | 0 | 0 | 0 | 0 | 0 | 0 | 0 | 0 | 0 | 0 | 0
Mill Hill and Hendon | Non-renewable CHP | Gen_BB001 | >=1MW | MW | FallingBehind | 0 | 0 | 0 | 0 | 0 | 0 | 0 | 0 | 0 | 0 | 0 | 0 | 0 | 0 | 0 | 0 | 0 | 0 | 0 | 0 | 0 | 0 | 0 | 0 | 0 | 0 | 0
Mill Hill and Hendon | Non-renewable CHP | Gen_BB001 | >=1MW | MW | ElectricEngagement | 0 | 0 | 0 | 0 | 0 | 0 | 0 | 0 | 0 | 0 | 0 | 0 | 0 | 0 | 0 | 0 | 0 | 0 | 0 | 0 | 0 | 0 | 0 | 0 | 0 | 0 | 0
Mill Hill and Hendon | Non-renewable CHP | Gen_BB001 | >=1MW | MW | HydrogenEvolution | 0 | 0 | 0 | 0 | 0 | 0 | 0 | 0 | 0 | 0 | 0 | 0 | 0 | 0 | 0 | 0 | 0 | 0 | 0 | 0 | 0 | 0 | 0 | 0 | 0 | 0 | 0
Norwich | Non-renewable CHP | Gen_BB001 | >=1MW | MW | HolisticTransition | 0 | 0 | 0 | 0 | 0 | 0 | 0 | 0 | 0 | 0 | 0 | 0 | 0 | 0 | 0 | 0 | 0 | 0 | 0 | 0 | 0 | 0 | 0 | 0 | 0 | 0 | 0
Norwich | Non-renewable CHP | Gen_BB001 | >=1MW | MW | FallingBehind | 0 | 0 | 0 | 0 | 0 | 0 | 0 | 0 | 0 | 0 | 0 | 0 | 0 | 0 | 0 | 0 | 0 | 0 | 0 | 0 | 0 | 0 | 0 | 0 | 0 | 0 | 0
Norwich | Non-renewable CHP | Gen_BB001 | >=1MW | MW | ElectricEngagement | 0 | 0 | 0 | 0 | 0 | 0 | 0 | 0 | 0 | 0 | 0 | 0 | 0 | 0 | 0 | 0 | 0 | 0 | 0 | 0 | 0 | 0 | 0 | 0 | 0 | 0 | 0
Norwich | Non-renewable CHP | Gen_BB001 | >=1MW | MW | HydrogenEvolution | 0 | 0 | 0 | 0 | 0 | 0 | 0 | 0 | 0 | 0 | 0 | 0 | 0 | 0 | 0 | 0 | 0 | 0 | 0 | 0 | 0 | 0 | 0 | 0 | 0 | 0 | 0
Pelham and Wymondley | Non-renewable CHP | Gen_BB001 | >=1MW | MW | HolisticTransition | 0 | 0 | 0 | 0 | 0 | 0 | 0 | 0 | 0 | 0 | 0 | 0 | 0 | 0 | 0 | 0 | 0 | 0 | 0 | 0 | 0 | 0 | 0 | 0 | 0 | 0 | 0
Pelham and Wymondley | Non-renewable CHP | Gen_BB001 | >=1MW | MW | FallingBehind | 0 | 0 | 0 | 0 | 0 | 0 | 0 | 0 | 0 | 0 | 0 | 0 | 0 | 0 | 0 | 0 | 0 | 0 | 0 | 0 | 0 | 0 | 0 | 0 | 0 | 0 | 0
Pelham and Wymondley | Non-renewable CHP | Gen_BB001 | >=1MW | MW | ElectricEngagement | 0 | 0 | 0 | 0 | 0 | 0 | 0 | 0 | 0 | 0 | 0 | 0 | 0 | 0 | 0 | 0 | 0 | 0 | 0 | 0 | 0 | 0 | 0 | 0 | 0 | 0 | 0
Pelham and Wymondley | Non-renewable CHP | Gen_BB001 | >=1MW | MW | HydrogenEvolution | 0 | 0 | 0 | 0 | 0 | 0 | 0 | 0 | 0 | 0 | 0 | 0 | 0 | 0 | 0 | 0 | 0 | 0 | 0 | 0 | 0 | 0 | 0 | 0 | 0 | 0 | 0
Pelham and Wymondley and Twinstead Green | Non-renewable CHP | Gen_BB001 | >=1MW | MW | HolisticTransition | 0 | 0 | 0 | 0 | 0 | 0 | 0 | 0 | 0 | 0 | 0 | 0 | 0 | 0 | 0 | 0 | 0 | 0 | 0 | 0 | 0 | 0 | 0 | 0 | 0 | 0 | 0
Pelham and Wymondley and Twinstead Green | Non-renewable CHP | Gen_BB001 | >=1MW | MW | FallingBehind | 0 | 0 | 0 | 0 | 0 | 0 | 0 | 0 | 0 | 0 | 0 | 0 | 0 | 0 | 0 | 0 | 0 | 0 | 0 | 0 | 0 | 0 | 0 | 0 | 0 | 0 | 0
Pelham and Wymondley and Twinstead Green | Non-renewable CHP | Gen_BB001 | >=1MW | MW | ElectricEngagement | 0 | 0 | 0 | 0 | 0 | 0 | 0 | 0 | 0 | 0 | 0 | 0 | 0 | 0 | 0 | 0 | 0 | 0 | 0 | 0 | 0 | 0 | 0 | 0 | 0 | 0 | 0
Pelham and Wymondley and Twinstead Green | Non-renewable CHP | Gen_BB001 | >=1MW | MW | HydrogenEvolution | 0 | 0 | 0 | 0 | 0 | 0 | 0 | 0 | 0 | 0 | 0 | 0 | 0 | 0 | 0 | 0 | 0 | 0 | 0 | 0 | 0 | 0 | 0 | 0 | 0 | 0 | 0
Rayleigh | Non-renewable CHP | Gen_BB001 | >=1MW | MW | HolisticTransition | 0 | 0 | 0 | 0 | 0 | 0 | 0 | 0 | 0 | 0 | 0 | 0 | 0 | 0 | 0 | 0 | 0 | 0 | 0 | 0 | 0 | 0 | 0 | 0 | 0 | 0 | 0
Rayleigh | Non-renewable CHP | Gen_BB001 | >=1MW | MW | FallingBehind | 0 | 0 | 0 | 0 | 0 | 0 | 0 | 0 | 0 | 0 | 0 | 0 | 0 | 0 | 0 | 0 | 0 | 0 | 0 | 0 | 0 | 0 | 0 | 0 | 0 | 0 | 0
Rayleigh | Non-renewable CHP | Gen_BB001 | >=1MW | MW | ElectricEngagement | 0 | 0 | 0 | 0 | 0 | 0 | 0 | 0 | 0 | 0 | 0 | 0 | 0 | 0 | 0 | 0 | 0 | 0 | 0 | 0 | 0 | 0 | 0 | 0 | 0 | 0 | 0
Rayleigh | Non-renewable CHP | Gen_BB001 | >=1MW | MW | HydrogenEvolution | 0 | 0 | 0 | 0 | 0 | 0 | 0 | 0 | 0 | 0 | 0 | 0 | 0 | 0 | 0 | 0 | 0 | 0 | 0 | 0 | 0 | 0 | 0 | 0 | 0 | 0 | 0
Rye House | Non-renewable CHP | Gen_BB001 | >=1MW | MW | HolisticTransition | 0 | 0 | 0 | 0 | 0 | 0 | 0 | 0 | 0 | 0 | 0 | 0 | 0 | 0 | 0 | 0 | 0 | 0 | 0 | 0 | 0 | 0 | 0 | 0 | 0 | 0 | 0
Rye House | Non-renewable CHP | Gen_BB001 | >=1MW | MW | FallingBehind | 0 | 0 | 0 | 0 | 0 | 0 | 0 | 0 | 0 | 0 | 0 | 0 | 0 | 0 | 0 | 0 | 0 | 0 | 0 | 0 | 0 | 0 | 0 | 0 | 0 | 0 | 0
Rye House | Non-renewable CHP | Gen_BB001 | >=1MW | MW | ElectricEngagement | 0 | 0 | 0 | 0 | 0 | 0 | 0 | 0 | 0 | 0 | 0 | 0 | 0 | 0 | 0 | 0 | 0 | 0 | 0 | 0 | 0 | 0 | 0 | 0 | 0 | 0 | 0
Rye House | Non-renewable CHP | Gen_BB001 | >=1MW | MW | HydrogenEvolution | 0 | 0 | 0 | 0 | 0 | 0 | 0 | 0 | 0 | 0 | 0 | 0 | 0 | 0 | 0 | 0 | 0 | 0 | 0 | 0 | 0 | 0 | 0 | 0 | 0 | 0 | 0
Sundon | Non-renewable CHP | Gen_BB001 | >=1MW | MW | HolisticTransition | 0 | 0 | 0 | 0 | 0 | 0 | 0 | 0 | 0 | 0 | 0 | 0 | 0 | 0 | 0 | 0 | 0 | 0 | 0 | 0 | 0 | 0 | 0 | 0 | 0 | 0 | 0
Sundon | Non-renewable CHP | Gen_BB001 | >=1MW | MW | FallingBehind | 0 | 0 | 0 | 0 | 0 | 0 | 0 | 0 | 0 | 0 | 0 | 0 | 0 | 0 | 0 | 0 | 0 | 0 | 0 | 0 | 0 | 0 | 0 | 0 | 0 | 0 | 0
Sundon | Non-renewable CHP | Gen_BB001 | >=1MW | MW | ElectricEngagement | 0 | 0 | 0 | 0 | 0 | 0 | 0 | 0 | 0 | 0 | 0 | 0 | 0 | 0 | 0 | 0 | 0 | 0 | 0 | 0 | 0 | 0 | 0 | 0 | 0 | 0 | 0
Sundon | Non-renewable CHP | Gen_BB001 | >=1MW | MW | HydrogenEvolution | 0 | 0 | 0 | 0 | 0 | 0 | 0 | 0 | 0 | 0 | 0 | 0 | 0 | 0 | 0 | 0 | 0 | 0 | 0 | 0 | 0 | 0 | 0 | 0 | 0 | 0 | 0
Tilbury 1&7 | Non-renewable CHP | Gen_BB001 | >=1MW | MW | HolisticTransition | 0 | 0 | 0 | 0 | 0 | 0 | 0 | 0 | 0 | 0 | 0 | 0 | 0 | 0 | 0 | 0 | 0 | 0 | 0 | 0 | 0 | 0 | 0 | 0 | 0 | 0 | 0
Tilbury 1&7 | Non-renewable CHP | Gen_BB001 | >=1MW | MW | FallingBehind | 0 | 0 | 0 | 0 | 0 | 0 | 0 | 0 | 0 | 0 | 0 | 0 | 0 | 0 | 0 | 0 | 0 | 0 | 0 | 0 | 0 | 0 | 0 | 0 | 0 | 0 | 0
Tilbury 1&7 | Non-renewable CHP | Gen_BB001 | >=1MW | MW | ElectricEngagement | 0 | 0 | 0 | 0 | 0 | 0 | 0 | 0 | 0 | 0 | 0 | 0 | 0 | 0 | 0 | 0 | 0 | 0 | 0 | 0 | 0 | 0 | 0 | 0 | 0 | 0 | 0
Tilbury 1&7 | Non-renewable CHP | Gen_BB001 | >=1MW | MW | HydrogenEvolution | 0 | 0 | 0 | 0 | 0 | 0 | 0 | 0 | 0 | 0 | 0 | 0 | 0 | 0 | 0 | 0 | 0 | 0 | 0 | 0 | 0 | 0 | 0 | 0 | 0 | 0 | 0
Tilbury 2&8 | Non-renewable CHP | Gen_BB001 | >=1MW | MW | HolisticTransition | 0 | 0 | 0 | 0 | 0 | 0 | 0 | 0 | 0 | 0 | 0 | 0 | 0 | 0 | 0 | 0 | 0 | 0 | 0 | 0 | 0 | 0 | 0 | 0 | 0 | 0 | 0
Tilbury 2&8 | Non-renewable CHP | Gen_BB001 | >=1MW | MW | FallingBehind | 0 | 0 | 0 | 0 | 0 | 0 | 0 | 0 | 0 | 0 | 0 | 0 | 0 | 0 | 0 | 0 | 0 | 0 | 0 | 0 | 0 | 0 | 0 | 0 | 0 | 0 | 0
Tilbury 2&8 | Non-renewable CHP | Gen_BB001 | >=1MW | MW | ElectricEngagement | 0 | 0 | 0 | 0 | 0 | 0 | 0 | 0 | 0 | 0 | 0 | 0 | 0 | 0 | 0 | 0 | 0 | 0 | 0 | 0 | 0 | 0 | 0 | 0 | 0 | 0 | 0
Tilbury 2&8 | Non-renewable CHP | Gen_BB001 | >=1MW | MW | HydrogenEvolution | 0 | 0 | 0 | 0 | 0 | 0 | 0 | 0 | 0 | 0 | 0 | 0 | 0 | 0 | 0 | 0 | 0 | 0 | 0 | 0 | 0 | 0 | 0 | 0 | 0 | 0 | 0
Tottenham | Non-renewable CHP | Gen_BB001 | >=1MW | MW | HolisticTransition | 0 | 0 | 0 | 0 | 0 | 0 | 0 | 0 | 0 | 0 | 0 | 0 | 0 | 0 | 0 | 0 | 0 | 0 | 0 | 0 | 0 | 0 | 0 | 0 | 0 | 0 | 0
Tottenham | Non-renewable CHP | Gen_BB001 | >=1MW | MW | FallingBehind | 0 | 0 | 0 | 0 | 0 | 0 | 0 | 0 | 0 | 0 | 0 | 0 | 0 | 0 | 0 | 0 | 0 | 0 | 0 | 0 | 0 | 0 | 0 | 0 | 0 | 0 | 0
Tottenham | Non-renewable CHP | Gen_BB001 | >=1MW | MW | ElectricEngagement | 0 | 0 | 0 | 0 | 0 | 0 | 0 | 0 | 0 | 0 | 0 | 0 | 0 | 0 | 0 | 0 | 0 | 0 | 0 | 0 | 0 | 0 | 0 | 0 | 0 | 0 | 0
Tottenham | Non-renewable CHP | Gen_BB001 | >=1MW | MW | HydrogenEvolution | 0 | 0 | 0 | 0 | 0 | 0 | 0 | 0 | 0 | 0 | 0 | 0 | 0 | 0 | 0 | 0 | 0 | 0 | 0 | 0 | 0 | 0 | 0 | 0 | 0 | 0 | 0
Walpole | Non-renewable CHP | Gen_BB001 | >=1MW | MW | HolisticTransition | 0 | 0 | 0 | 0 | 0 | 0 | 0 | 0 | 0 | 0 | 0 | 0 | 0 | 0 | 0 | 0 | 0 | 0 | 0 | 0 | 0 | 0 | 0 | 0 | 0 | 0 | 0
Walpole | Non-renewable CHP | Gen_BB001 | >=1MW | MW | FallingBehind | 0 | 0 | 0 | 0 | 0 | 0 | 0 | 0 | 0 | 0 | 0 | 0 | 0 | 0 | 0 | 0 | 0 | 0 | 0 | 0 | 0 | 0 | 0 | 0 | 0 | 0 | 0
Walpole | Non-renewable CHP | Gen_BB001 | >=1MW | MW | ElectricEngagement | 0 | 0 | 0 | 0 | 0 | 0 | 0 | 0 | 0 | 0 | 0 | 0 | 0 | 0 | 0 | 0 | 0 | 0 | 0 | 0 | 0 | 0 | 0 | 0 | 0 | 0 | 0
Walpole | Non-renewable CHP | Gen_BB001 | >=1MW | MW | HydrogenEvolution | 0 | 0 | 0 | 0 | 0 | 0 | 0 | 0 | 0 | 0 | 0 | 0 | 0 | 0 | 0 | 0 | 0 | 0 | 0 | 0 | 0 | 0 | 0 | 0 | 0 | 0 | 0
Warley | Non-renewable CHP | Gen_BB001 | >=1MW | MW | HolisticTransition | 0 | 0 | 0 | 0 | 0 | 0 | 0 | 0 | 0 | 0 | 0 | 0 | 0 | 0 | 0 | 0 | 0 | 0 | 0 | 0 | 0 | 0 | 0 | 0 | 0 | 0 | 0
Warley | Non-renewable CHP | Gen_BB001 | >=1MW | MW | FallingBehind | 0 | 0 | 0 | 0 | 0 | 0 | 0 | 0 | 0 | 0 | 0 | 0 | 0 | 0 | 0 | 0 | 0 | 0 | 0 | 0 | 0 | 0 | 0 | 0 | 0 | 0 | 0
Warley | Non-renewable CHP | Gen_BB001 | >=1MW | MW | ElectricEngagement | 0 | 0 | 0 | 0 | 0 | 0 | 0 | 0 | 0 | 0 | 0 | 0 | 0 | 0 | 0 | 0 | 0 | 0 | 0 | 0 | 0 | 0 | 0 | 0 | 0 | 0 | 0
Warley | Non-renewable CHP | Gen_BB001 | >=1MW | MW | HydrogenEvolution | 0 | 0 | 0 | 0 | 0 | 0 | 0 | 0 | 0 | 0 | 0 | 0 | 0 | 0 | 0 | 0 | 0 | 0 | 0 | 0 | 0 | 0 | 0 | 0 | 0 | 0 | 0
Watford South 2 and 4 | Non-renewable CHP | Gen_BB001 | >=1MW | MW | HolisticTransition | 0 | 0 | 0 | 0 | 0 | 0 | 0 | 0 | 0 | 0 | 0 | 0 | 0 | 0 | 0 | 0 | 0 | 0 | 0 | 0 | 0 | 0 | 0 | 0 | 0 | 0 | 0
Watford South 2 and 4 | Non-renewable CHP | Gen_BB001 | >=1MW | MW | FallingBehind | 0 | 0 | 0 | 0 | 0 | 0 | 0 | 0 | 0 | 0 | 0 | 0 | 0 | 0 | 0 | 0 | 0 | 0 | 0 | 0 | 0 | 0 | 0 | 0 | 0 | 0 | 0
Watford South 2 and 4 | Non-renewable CHP | Gen_BB001 | >=1MW | MW | ElectricEngagement | 0 | 0 | 0 | 0 | 0 | 0 | 0 | 0 | 0 | 0 | 0 | 0 | 0 | 0 | 0 | 0 | 0 | 0 | 0 | 0 | 0 | 0 | 0 | 0 | 0 | 0 | 0
Watford South 2 and 4 | Non-renewable CHP | Gen_BB001 | >=1MW | MW | HydrogenEvolution | 0 | 0 | 0 | 0 | 0 | 0 | 0 | 0 | 0 | 0 | 0 | 0 | 0 | 0 | 0 | 0 | 0 | 0 | 0 | 0 | 0 | 0 | 0 | 0 | 0 | 0 | 0
West Thurrock | Non-renewable CHP | Gen_BB001 | >=1MW | MW | HolisticTransition | 0 | 0 | 0 | 0 | 0 | 0 | 0 | 0 | 0 | 0 | 0 | 0 | 0 | 0 | 0 | 0 | 0 | 0 | 0 | 0 | 0 | 0 | 0 | 0 | 0 | 0 | 0
West Thurrock | Non-renewable CHP | Gen_BB001 | >=1MW | MW | FallingBehind | 0 | 0 | 0 | 0 | 0 | 0 | 0 | 0 | 0 | 0 | 0 | 0 | 0 | 0 | 0 | 0 | 0 | 0 | 0 | 0 | 0 | 0 | 0 | 0 | 0 | 0 | 0
West Thurrock | Non-renewable CHP | Gen_BB001 | >=1MW | MW | ElectricEngagement | 0 | 0 | 0 | 0 | 0 | 0 | 0 | 0 | 0 | 0 | 0 | 0 | 0 | 0 | 0 | 0 | 0 | 0 | 0 | 0 | 0 | 0 | 0 | 0 | 0 | 0 | 0
West Thurrock | Non-renewable CHP | Gen_BB001 | >=1MW | MW | HydrogenEvolution | 0 | 0 | 0 | 0 | 0 | 0 | 0 | 0 | 0 | 0 | 0 | 0 | 0 | 0 | 0 | 0 | 0 | 0 | 0 | 0 | 0 | 0 | 0 | 0 | 0 | 0 | 0
Willesden | Non-renewable CHP | Gen_BB001 | >=1MW | MW | HolisticTransition | 0 | 0 | 0 | 0 | 0 | 0 | 0 | 0 | 0 | 0 | 0 | 0 | 0 | 0 | 0 | 0 | 0 | 0 | 0 | 0 | 0 | 0 | 0 | 0 | 0 | 0 | 0
Willesden | Non-renewable CHP | Gen_BB001 | >=1MW | MW | FallingBehind | 0 | 0 | 0 | 0 | 0 | 0 | 0 | 0 | 0 | 0 | 0 | 0 | 0 | 0 | 0 | 0 | 0 | 0 | 0 | 0 | 0 | 0 | 0 | 0 | 0 | 0 | 0
Willesden | Non-renewable CHP | Gen_BB001 | >=1MW | MW | ElectricEngagement | 0 | 0 | 0 | 0 | 0 | 0 | 0 | 0 | 0 | 0 | 0 | 0 | 0 | 0 | 0 | 0 | 0 | 0 | 0 | 0 | 0 | 0 | 0 | 0 | 0 | 0 | 0
Willesden | Non-renewable CHP | Gen_BB001 | >=1MW | MW | HydrogenEvolution | 0 | 0 | 0 | 0 | 0 | 0 | 0 | 0 | 0 | 0 | 0 | 0 | 0 | 0 | 0 | 0 | 0 | 0 | 0 | 0 | 0 | 0 | 0 | 0 | 0 | 0 | 0
Amersham | Non-renewable CHP | Gen_BB002 | <1MW | MW | HolisticTransition | 0 | 0 | 0 | 0 | 0 | 0 | 0 | 0 | 0 | 0 | 0 | 0 | 0 | 0 | 0 | 0 | 0 | 0 | 0 | 0 | 0 | 0 | 0 | 0 | 0 | 0 | 0
Amersham | Non-renewable CHP | Gen_BB002 | <1MW | MW | FallingBehind | 0 | 0 | 0 | 0 | 0 | 0 | 0 | 0 | 0 | 0 | 0 | 0 | 0 | 0 | 0 | 0 | 0 | 0 | 0 | 0 | 0 | 0 | 0 | 0 | 0 | 0 | 0
Amersham | Non-renewable CHP | Gen_BB002 | <1MW | MW | ElectricEngagement | 0 | 0 | 0 | 0 | 0 | 0 | 0 | 0 | 0 | 0 | 0 | 0 | 0 | 0 | 0 | 0 | 0 | 0 | 0 | 0 | 0 | 0 | 0 | 0 | 0 | 0 | 0
Amersham | Non-renewable CHP | Gen_BB002 | <1MW | MW | HydrogenEvolution | 0 | 0 | 0 | 0 | 0 | 0 | 0 | 0 | 0 | 0 | 0 | 0 | 0 | 0 | 0 | 0 | 0 | 0 | 0 | 0 | 0 | 0 | 0 | 0 | 0 | 0 | 0
Barking 132 | Non-renewable CHP | Gen_BB002 | <1MW | MW | HolisticTransition | 0 | 0 | 0 | 0 | 0 | 0 | 0 | 0 | 0 | 0 | 0 | 0 | 0 | 0 | 0 | 0 | 0 | 0 | 0 | 0 | 0 | 0 | 0 | 0 | 0 | 0 | 0
Barking 132 | Non-renewable CHP | Gen_BB002 | <1MW | MW | FallingBehind | 0 | 0 | 0 | 0 | 0 | 0 | 0 | 0 | 0 | 0 | 0 | 0 | 0 | 0 | 0 | 0 | 0 | 0 | 0 | 0 | 0 | 0 | 0 | 0 | 0 | 0 | 0
Barking 132 | Non-renewable CHP | Gen_BB002 | <1MW | MW | ElectricEngagement | 0 | 0 | 0 | 0 | 0 | 0 | 0 | 0 | 0 | 0 | 0 | 0 | 0 | 0 | 0 | 0 | 0 | 0 | 0 | 0 | 0 | 0 | 0 | 0 | 0 | 0 | 0
Barking 132 | Non-renewable CHP | Gen_BB002 | <1MW | MW | HydrogenEvolution | 0 | 0 | 0 | 0 | 0 | 0 | 0 | 0 | 0 | 0 | 0 | 0 | 0 | 0 | 0 | 0 | 0 | 0 | 0 | 0 | 0 | 0 | 0 | 0 | 0 | 0 | 0
Barking West (EPN) | Non-renewable CHP | Gen_BB002 | <1MW | MW | HolisticTransition | 0 | 0 | 0 | 0 | 0 | 0 | 0 | 0 | 0 | 0 | 0 | 0 | 0 | 0 | 0 | 0 | 0 | 0 | 0 | 0 | 0 | 0 | 0 | 0 | 0 | 0 | 0
Barking West (EPN) | Non-renewable CHP | Gen_BB002 | <1MW | MW | FallingBehind | 0 | 0 | 0 | 0 | 0 | 0 | 0 | 0 | 0 | 0 | 0 | 0 | 0 | 0 | 0 | 0 | 0 | 0 | 0 | 0 | 0 | 0 | 0 | 0 | 0 | 0 | 0
Barking West (EPN) | Non-renewable CHP | Gen_BB002 | <1MW | MW | ElectricEngagement | 0 | 0 | 0 | 0 | 0 | 0 | 0 | 0 | 0 | 0 | 0 | 0 | 0 | 0 | 0 | 0 | 0 | 0 | 0 | 0 | 0 | 0 | 0 | 0 | 0 | 0 | 0
Barking West (EPN) | Non-renewable CHP | Gen_BB002 | <1MW | MW | HydrogenEvolution | 0 | 0 | 0 | 0 | 0 | 0 | 0 | 0 | 0 | 0 | 0 | 0 | 0 | 0 | 0 | 0 | 0 | 0 | 0 | 0 | 0 | 0 | 0 | 0 | 0 | 0 | 0
Biggleswade | Non-renewable CHP | Gen_BB002 | <1MW | MW | HolisticTransition | 0 | 0 | 0 | 0 | 0 | 0 | 0 | 0 | 0 | 0 | 0 | 0 | 0 | 0 | 0 | 0 | 0 | 0 | 0 | 0 | 0 | 0 | 0 | 0 | 0 | 0 | 0
Biggleswade | Non-renewable CHP | Gen_BB002 | <1MW | MW | FallingBehind | 0 | 0 | 0 | 0 | 0 | 0 | 0 | 0 | 0 | 0 | 0 | 0 | 0 | 0 | 0 | 0 | 0 | 0 | 0 | 0 | 0 | 0 | 0 | 0 | 0 | 0 | 0
Biggleswade | Non-renewable CHP | Gen_BB002 | <1MW | MW | ElectricEngagement | 0 | 0 | 0 | 0 | 0 | 0 | 0 | 0 | 0 | 0 | 0 | 0 | 0 | 0 | 0 | 0 | 0 | 0 | 0 | 0 | 0 | 0 | 0 | 0 | 0 | 0 | 0
Biggleswade | Non-renewable CHP | Gen_BB002 | <1MW | MW | HydrogenEvolution | 0 | 0 | 0 | 0 | 0 | 0 | 0 | 0 | 0 | 0 | 0 | 0 | 0 | 0 | 0 | 0 | 0 | 0 | 0 | 0 | 0 | 0 | 0 | 0 | 0 | 0 | 0
Bourne | Non-renewable CHP | Gen_BB002 | <1MW | MW | HolisticTransition | 0 | 0 | 0 | 0 | 0 | 0 | 0 | 0 | 0 | 0 | 0 | 0 | 0 | 0 | 0 | 0 | 0 | 0 | 0 | 0 | 0 | 0 | 0 | 0 | 0 | 0 | 0
Bourne | Non-renewable CHP | Gen_BB002 | <1MW | MW | FallingBehind | 0 | 0 | 0 | 0 | 0 | 0 | 0 | 0 | 0 | 0 | 0 | 0 | 0 | 0 | 0 | 0 | 0 | 0 | 0 | 0 | 0 | 0 | 0 | 0 | 0 | 0 | 0
Bourne | Non-renewable CHP | Gen_BB002 | <1MW | MW | ElectricEngagement | 0 | 0 | 0 | 0 | 0 | 0 | 0 | 0 | 0 | 0 | 0 | 0 | 0 | 0 | 0 | 0 | 0 | 0 | 0 | 0 | 0 | 0 | 0 | 0 | 0 | 0 | 0
Bourne | Non-renewable CHP | Gen_BB002 | <1MW | MW | HydrogenEvolution | 0 | 0 | 0 | 0 | 0 | 0 | 0 | 0 | 0 | 0 | 0 | 0 | 0 | 0 | 0 | 0 | 0 | 0 | 0 | 0 | 0 | 0 | 0 | 0 | 0 | 0 | 0
Braintree | Non-renewable CHP | Gen_BB002 | <1MW | MW | HolisticTransition | 0 | 0 | 0 | 0 | 0 | 0 | 0 | 0 | 0 | 0 | 0 | 0 | 0 | 0 | 0 | 0 | 0 | 0 | 0 | 0 | 0 | 0 | 0 | 0 | 0 | 0 | 0
Braintree | Non-renewable CHP | Gen_BB002 | <1MW | MW | FallingBehind | 0 | 0 | 0 | 0 | 0 | 0 | 0 | 0 | 0 | 0 | 0 | 0 | 0 | 0 | 0 | 0 | 0 | 0 | 0 | 0 | 0 | 0 | 0 | 0 | 0 | 0 | 0
Braintree | Non-renewable CHP | Gen_BB002 | <1MW | MW | ElectricEngagement | 0 | 0 | 0 | 0 | 0 | 0 | 0 | 0 | 0 | 0 | 0 | 0 | 0 | 0 | 0 | 0 | 0 | 0 | 0 | 0 | 0 | 0 | 0 | 0 | 0 | 0 | 0
Braintree | Non-renewable CHP | Gen_BB002 | <1MW | MW | HydrogenEvolution | 0 | 0 | 0 | 0 | 0 | 0 | 0 | 0 | 0 | 0 | 0 | 0 | 0 | 0 | 0 | 0 | 0 | 0 | 0 | 0 | 0 | 0 | 0 | 0 | 0 | 0 | 0
Bramford | Non-renewable CHP | Gen_BB002 | <1MW | MW | HolisticTransition | 0.24 | 0.24 | 0.24 | 0.24 | 0.24 | 0.24 | 0.24 | 0.24 | 0.24 | 0.12 | 0.12 | 0 | 0 | 0 | 0 | 0 | 0 | 0 | 0 | 0 | 0 | 0 | 0 | 0 | 0 | 0 | 0
Bramford | Non-renewable CHP | Gen_BB002 | <1MW | MW | FallingBehind | 0.24 | 0.24 | 0.24 | 0.24 | 0.24 | 0.24 | 0.24 | 0.24 | 0.24 | 0.24 | 0.24 | 0.24 | 0.24 | 0.24 | 0.24 | 0.24 | 0.24 | 0.24 | 0.24 | 0.24 | 0.16 | 0.16 | 0.16 | 0.16 | 0.16 | 0.16 | 0.16
Bramford | Non-renewable CHP | Gen_BB002 | <1MW | MW | ElectricEngagement | 0.24 | 0.24 | 0.24 | 0.24 | 0.24 | 0.24 | 0.24 | 0.16 | 0.16 | 0.16 | 0.16 | 0.16 | 0.12 | 0.08 | 0.08 | 0.08 | 0.08 | 0.08 | 0 | 0 | 0 | 0 | 0 | 0 | 0 | 0 | 0
Bramford | Non-renewable CHP | Gen_BB002 | <1MW | MW | HydrogenEvolution | 0.24 | 0.24 | 0.24 | 0.24 | 0.24 | 0.24 | 0.24 | 0.16 | 0.16 | 0.16 | 0.16 | 0.16 | 0.12 | 0.08 | 0.08 | 0.08 | 0.08 | 0.08 | 0 | 0 | 0 | 0 | 0 | 0 | 0 | 0 | 0
Brimsdown (EPN) | Non-renewable CHP | Gen_BB002 | <1MW | MW | HolisticTransition | 0 | 0 | 0 | 0 | 0 | 0 | 0 | 0 | 0 | 0 | 0 | 0 | 0 | 0 | 0 | 0 | 0 | 0 | 0 | 0 | 0 | 0 | 0 | 0 | 0 | 0 | 0
Brimsdown (EPN) | Non-renewable CHP | Gen_BB002 | <1MW | MW | FallingBehind | 0 | 0 | 0 | 0 | 0 | 0 | 0 | 0 | 0 | 0 | 0 | 0 | 0 | 0 | 0 | 0 | 0 | 0 | 0 | 0 | 0 | 0 | 0 | 0 | 0 | 0 | 0
Brimsdown (EPN) | Non-renewable CHP | Gen_BB002 | <1MW | MW | ElectricEngagement | 0 | 0 | 0 | 0 | 0 | 0 | 0 | 0 | 0 | 0 | 0 | 0 | 0 | 0 | 0 | 0 | 0 | 0 | 0 | 0 | 0 | 0 | 0 | 0 | 0 | 0 | 0
Brimsdown (EPN) | Non-renewable CHP | Gen_BB002 | <1MW | MW | HydrogenEvolution | 0 | 0 | 0 | 0 | 0 | 0 | 0 | 0 | 0 | 0 | 0 | 0 | 0 | 0 | 0 | 0 | 0 | 0 | 0 | 0 | 0 | 0 | 0 | 0 | 0 | 0 | 0
Burwell | Non-renewable CHP | Gen_BB002 | <1MW | MW | HolisticTransition | 0 | 0 | 0 | 0 | 0 | 0 | 0 | 0 | 0 | 0 | 0 | 0 | 0 | 0 | 0 | 0 | 0 | 0 | 0 | 0 | 0 | 0 | 0 | 0 | 0 | 0 | 0
Burwell | Non-renewable CHP | Gen_BB002 | <1MW | MW | FallingBehind | 0 | 0 | 0 | 0 | 0 | 0 | 0 | 0 | 0 | 0 | 0 | 0 | 0 | 0 | 0 | 0 | 0 | 0 | 0 | 0 | 0 | 0 | 0 | 0 | 0 | 0 | 0
Burwell | Non-renewable CHP | Gen_BB002 | <1MW | MW | ElectricEngagement | 0 | 0 | 0 | 0 | 0 | 0 | 0 | 0 | 0 | 0 | 0 | 0 | 0 | 0 | 0 | 0 | 0 | 0 | 0 | 0 | 0 | 0 | 0 | 0 | 0 | 0 | 0
Burwell | Non-renewable CHP | Gen_BB002 | <1MW | MW | HydrogenEvolution | 0 | 0 | 0 | 0 | 0 | 0 | 0 | 0 | 0 | 0 | 0 | 0 | 0 | 0 | 0 | 0 | 0 | 0 | 0 | 0 | 0 | 0 | 0 | 0 | 0 | 0 | 0
Eaton Socon | Non-renewable CHP | Gen_BB002 | <1MW | MW | HolisticTransition | 0 | 0 | 0 | 0 | 0 | 0 | 0 | 0 | 0 | 0 | 0 | 0 | 0 | 0 | 0 | 0 | 0 | 0 | 0 | 0 | 0 | 0 | 0 | 0 | 0 | 0 | 0
Eaton Socon | Non-renewable CHP | Gen_BB002 | <1MW | MW | FallingBehind | 0 | 0 | 0 | 0 | 0 | 0 | 0 | 0 | 0 | 0 | 0 | 0 | 0 | 0 | 0 | 0 | 0 | 0 | 0 | 0 | 0 | 0 | 0 | 0 | 0 | 0 | 0
Eaton Socon | Non-renewable CHP | Gen_BB002 | <1MW | MW | ElectricEngagement | 0 | 0 | 0 | 0 | 0 | 0 | 0 | 0 | 0 | 0 | 0 | 0 | 0 | 0 | 0 | 0 | 0 | 0 | 0 | 0 | 0 | 0 | 0 | 0 | 0 | 0 | 0
Eaton Socon | Non-renewable CHP | Gen_BB002 | <1MW | MW | HydrogenEvolution | 0 | 0 | 0 | 0 | 0 | 0 | 0 | 0 | 0 | 0 | 0 | 0 | 0 | 0 | 0 | 0 | 0 | 0 | 0 | 0 | 0 | 0 | 0 | 0 | 0 | 0 | 0
Elstree 1&2 and 8&9 and Watford South 3A&3B | Non-renewable CHP | Gen_BB002 | <1MW | MW | HolisticTransition | 0 | 0 | 0 | 0 | 0 | 0 | 0 | 0 | 0 | 0 | 0 | 0 | 0 | 0 | 0 | 0 | 0 | 0 | 0 | 0 | 0 | 0 | 0 | 0 | 0 | 0 | 0
Elstree 1&2 and 8&9 and Watford South 3A&3B | Non-renewable CHP | Gen_BB002 | <1MW | MW | FallingBehind | 0 | 0 | 0 | 0 | 0 | 0 | 0 | 0 | 0 | 0 | 0 | 0 | 0 | 0 | 0 | 0 | 0 | 0 | 0 | 0 | 0 | 0 | 0 | 0 | 0 | 0 | 0
Elstree 1&2 and 8&9 and Watford South 3A&3B | Non-renewable CHP | Gen_BB002 | <1MW | MW | ElectricEngagement | 0 | 0 | 0 | 0 | 0 | 0 | 0 | 0 | 0 | 0 | 0 | 0 | 0 | 0 | 0 | 0 | 0 | 0 | 0 | 0 | 0 | 0 | 0 | 0 | 0 | 0 | 0
Elstree 1&2 and 8&9 and Watford South 3A&3B | Non-renewable CHP | Gen_BB002 | <1MW | MW | HydrogenEvolution | 0 | 0 | 0 | 0 | 0 | 0 | 0 | 0 | 0 | 0 | 0 | 0 | 0 | 0 | 0 | 0 | 0 | 0 | 0 | 0 | 0 | 0 | 0 | 0 | 0 | 0 | 0
Elstree 3&4 | Non-renewable CHP | Gen_BB002 | <1MW | MW | HolisticTransition | 0.067 | 0.067 | 0.067 | 0.067 | 0.067 | 0.067 | 0.067 | 0.067 | 0.067 | 0.034 | 0.034 | 0 | 0 | 0 | 0 | 0 | 0 | 0 | 0 | 0 | 0 | 0 | 0 | 0 | 0 | 0 | 0
Elstree 3&4 | Non-renewable CHP | Gen_BB002 | <1MW | MW | FallingBehind | 0.067 | 0.067 | 0.067 | 0.067 | 0.067 | 0.067 | 0.067 | 0.067 | 0.067 | 0.067 | 0.067 | 0.067 | 0.067 | 0.067 | 0.067 | 0.067 | 0.067 | 0.067 | 0.067 | 0.067 | 0.045 | 0.045 | 0.045 | 0.045 | 0.045 | 0.045 | 0.045
Elstree 3&4 | Non-renewable CHP | Gen_BB002 | <1MW | MW | ElectricEngagement | 0.067 | 0.067 | 0.067 | 0.067 | 0.067 | 0.067 | 0.067 | 0.045 | 0.045 | 0.045 | 0.045 | 0.045 | 0.034 | 0.022 | 0.022 | 0.022 | 0.022 | 0.022 | 0 | 0 | 0 | 0 | 0 | 0 | 0 | 0 | 0
Elstree 3&4 | Non-renewable CHP | Gen_BB002 | <1MW | MW | HydrogenEvolution | 0.067 | 0.067 | 0.067 | 0.067 | 0.067 | 0.067 | 0.067 | 0.045 | 0.045 | 0.045 | 0.045 | 0.045 | 0.034 | 0.022 | 0.022 | 0.022 | 0.022 | 0.022 | 0 | 0 | 0 | 0 | 0 | 0 | 0 | 0 | 0
Grendon | Non-renewable CHP | Gen_BB002 | <1MW | MW | HolisticTransition | 0 | 0 | 0 | 0 | 0 | 0 | 0 | 0 | 0 | 0 | 0 | 0 | 0 | 0 | 0 | 0 | 0 | 0 | 0 | 0 | 0 | 0 | 0 | 0 | 0 | 0 | 0
Grendon | Non-renewable CHP | Gen_BB002 | <1MW | MW | FallingBehind | 0 | 0 | 0 | 0 | 0 | 0 | 0 | 0 | 0 | 0 | 0 | 0 | 0 | 0 | 0 | 0 | 0 | 0 | 0 | 0 | 0 | 0 | 0 | 0 | 0 | 0 | 0
Grendon | Non-renewable CHP | Gen_BB002 | <1MW | MW | ElectricEngagement | 0 | 0 | 0 | 0 | 0 | 0 | 0 | 0 | 0 | 0 | 0 | 0 | 0 | 0 | 0 | 0 | 0 | 0 | 0 | 0 | 0 | 0 | 0 | 0 | 0 | 0 | 0
Grendon | Non-renewable CHP | Gen_BB002 | <1MW | MW | HydrogenEvolution | 0 | 0 | 0 | 0 | 0 | 0 | 0 | 0 | 0 | 0 | 0 | 0 | 0 | 0 | 0 | 0 | 0 | 0 | 0 | 0 | 0 | 0 | 0 | 0 | 0 | 0 | 0
Mill Hill and Hendon | Non-renewable CHP | Gen_BB002 | <1MW | MW | HolisticTransition | 0 | 0 | 0 | 0 | 0 | 0 | 0 | 0 | 0 | 0 | 0 | 0 | 0 | 0 | 0 | 0 | 0 | 0 | 0 | 0 | 0 | 0 | 0 | 0 | 0 | 0 | 0
Mill Hill and Hendon | Non-renewable CHP | Gen_BB002 | <1MW | MW | FallingBehind | 0 | 0 | 0 | 0 | 0 | 0 | 0 | 0 | 0 | 0 | 0 | 0 | 0 | 0 | 0 | 0 | 0 | 0 | 0 | 0 | 0 | 0 | 0 | 0 | 0 | 0 | 0
Mill Hill and Hendon | Non-renewable CHP | Gen_BB002 | <1MW | MW | ElectricEngagement | 0 | 0 | 0 | 0 | 0 | 0 | 0 | 0 | 0 | 0 | 0 | 0 | 0 | 0 | 0 | 0 | 0 | 0 | 0 | 0 | 0 | 0 | 0 | 0 | 0 | 0 | 0
Mill Hill and Hendon | Non-renewable CHP | Gen_BB002 | <1MW | MW | HydrogenEvolution | 0 | 0 | 0 | 0 | 0 | 0 | 0 | 0 | 0 | 0 | 0 | 0 | 0 | 0 | 0 | 0 | 0 | 0 | 0 | 0 | 0 | 0 | 0 | 0 | 0 | 0 | 0
Norwich | Non-renewable CHP | Gen_BB002 | <1MW | MW | HolisticTransition | 0 | 0 | 0 | 0 | 0 | 0 | 0 | 0 | 0 | 0 | 0 | 0 | 0 | 0 | 0 | 0 | 0 | 0 | 0 | 0 | 0 | 0 | 0 | 0 | 0 | 0 | 0
Norwich | Non-renewable CHP | Gen_BB002 | <1MW | MW | FallingBehind | 0 | 0 | 0 | 0 | 0 | 0 | 0 | 0 | 0 | 0 | 0 | 0 | 0 | 0 | 0 | 0 | 0 | 0 | 0 | 0 | 0 | 0 | 0 | 0 | 0 | 0 | 0
Norwich | Non-renewable CHP | Gen_BB002 | <1MW | MW | ElectricEngagement | 0 | 0 | 0 | 0 | 0 | 0 | 0 | 0 | 0 | 0 | 0 | 0 | 0 | 0 | 0 | 0 | 0 | 0 | 0 | 0 | 0 | 0 | 0 | 0 | 0 | 0 | 0
Norwich | Non-renewable CHP | Gen_BB002 | <1MW | MW | HydrogenEvolution | 0 | 0 | 0 | 0 | 0 | 0 | 0 | 0 | 0 | 0 | 0 | 0 | 0 | 0 | 0 | 0 | 0 | 0 | 0 | 0 | 0 | 0 | 0 | 0 | 0 | 0 | 0
Pelham and Wymondley | Non-renewable CHP | Gen_BB002 | <1MW | MW | HolisticTransition | 0.096 | 0 | 0 | 0 | 0 | 0 | 0 | 0 | 0 | 0 | 0 | 0 | 0 | 0 | 0 | 0 | 0 | 0 | 0 | 0 | 0 | 0 | 0 | 0 | 0 | 0 | 0
Pelham and Wymondley | Non-renewable CHP | Gen_BB002 | <1MW | MW | FallingBehind | 0.096 | 0 | 0 | 0 | 0 | 0 | 0 | 0 | 0 | 0 | 0 | 0 | 0 | 0 | 0 | 0 | 0 | 0 | 0 | 0 | 0 | 0 | 0 | 0 | 0 | 0 | 0
Pelham and Wymondley | Non-renewable CHP | Gen_BB002 | <1MW | MW | ElectricEngagement | 0.096 | 0 | 0 | 0 | 0 | 0 | 0 | 0 | 0 | 0 | 0 | 0 | 0 | 0 | 0 | 0 | 0 | 0 | 0 | 0 | 0 | 0 | 0 | 0 | 0 | 0 | 0
Pelham and Wymondley | Non-renewable CHP | Gen_BB002 | <1MW | MW | HydrogenEvolution | 0.096 | 0 | 0 | 0 | 0 | 0 | 0 | 0 | 0 | 0 | 0 | 0 | 0 | 0 | 0 | 0 | 0 | 0 | 0 | 0 | 0 | 0 | 0 | 0 | 0 | 0 | 0
Pelham and Wymondley and Twinstead Green | Non-renewable CHP | Gen_BB002 | <1MW | MW | HolisticTransition | 0 | 0.096 | 0.096 | 0.096 | 0.096 | 0.096 | 0.096 | 0.096 | 0.096 | 0.048 | 0.048 | 0 | 0 | 0 | 0 | 0 | 0 | 0 | 0 | 0 | 0 | 0 | 0 | 0 | 0 | 0 | 0
Pelham and Wymondley and Twinstead Green | Non-renewable CHP | Gen_BB002 | <1MW | MW | FallingBehind | 0 | 0.096 | 0.096 | 0.096 | 0.096 | 0.096 | 0.096 | 0.096 | 0.096 | 0.096 | 0.096 | 0.096 | 0.096 | 0.096 | 0.096 | 0.096 | 0.096 | 0.096 | 0.096 | 0.096 | 0.064 | 0.064 | 0.064 | 0.064 | 0.064 | 0.064 | 0.064
Pelham and Wymondley and Twinstead Green | Non-renewable CHP | Gen_BB002 | <1MW | MW | ElectricEngagement | 0 | 0.096 | 0.096 | 0.096 | 0.096 | 0.096 | 0.096 | 0.064 | 0.064 | 0.064 | 0.064 | 0.064 | 0.048 | 0.032 | 0.032 | 0.032 | 0.032 | 0.032 | 0 | 0 | 0 | 0 | 0 | 0 | 0 | 0 | 0
Pelham and Wymondley and Twinstead Green | Non-renewable CHP | Gen_BB002 | <1MW | MW | HydrogenEvolution | 0 | 0.096 | 0.096 | 0.096 | 0.096 | 0.096 | 0.096 | 0.064 | 0.064 | 0.064 | 0.064 | 0.064 | 0.048 | 0.032 | 0.032 | 0.032 | 0.032 | 0.032 | 0 | 0 | 0 | 0 | 0 | 0 | 0 | 0 | 0
Rayleigh | Non-renewable CHP | Gen_BB002 | <1MW | MW | HolisticTransition | 0 | 0 | 0 | 0 | 0 | 0 | 0 | 0 | 0 | 0 | 0 | 0 | 0 | 0 | 0 | 0 | 0 | 0 | 0 | 0 | 0 | 0 | 0 | 0 | 0 | 0 | 0
Rayleigh | Non-renewable CHP | Gen_BB002 | <1MW | MW | FallingBehind | 0 | 0 | 0 | 0 | 0 | 0 | 0 | 0 | 0 | 0 | 0 | 0 | 0 | 0 | 0 | 0 | 0 | 0 | 0 | 0 | 0 | 0 | 0 | 0 | 0 | 0 | 0
Rayleigh | Non-renewable CHP | Gen_BB002 | <1MW | MW | ElectricEngagement | 0 | 0 | 0 | 0 | 0 | 0 | 0 | 0 | 0 | 0 | 0 | 0 | 0 | 0 | 0 | 0 | 0 | 0 | 0 | 0 | 0 | 0 | 0 | 0 | 0 | 0 | 0
Rayleigh | Non-renewable CHP | Gen_BB002 | <1MW | MW | HydrogenEvolution | 0 | 0 | 0 | 0 | 0 | 0 | 0 | 0 | 0 | 0 | 0 | 0 | 0 | 0 | 0 | 0 | 0 | 0 | 0 | 0 | 0 | 0 | 0 | 0 | 0 | 0 | 0
Rye House | Non-renewable CHP | Gen_BB002 | <1MW | MW | HolisticTransition | 0 | 0 | 0 | 0 | 0 | 0 | 0 | 0 | 0 | 0 | 0 | 0 | 0 | 0 | 0 | 0 | 0 | 0 | 0 | 0 | 0 | 0 | 0 | 0 | 0 | 0 | 0
Rye House | Non-renewable CHP | Gen_BB002 | <1MW | MW | FallingBehind | 0 | 0 | 0 | 0 | 0 | 0 | 0 | 0 | 0 | 0 | 0 | 0 | 0 | 0 | 0 | 0 | 0 | 0 | 0 | 0 | 0 | 0 | 0 | 0 | 0 | 0 | 0
Rye House | Non-renewable CHP | Gen_BB002 | <1MW | MW | ElectricEngagement | 0 | 0 | 0 | 0 | 0 | 0 | 0 | 0 | 0 | 0 | 0 | 0 | 0 | 0 | 0 | 0 | 0 | 0 | 0 | 0 | 0 | 0 | 0 | 0 | 0 | 0 | 0
Rye House | Non-renewable CHP | Gen_BB002 | <1MW | MW | HydrogenEvolution | 0 | 0 | 0 | 0 | 0 | 0 | 0 | 0 | 0 | 0 | 0 | 0 | 0 | 0 | 0 | 0 | 0 | 0 | 0 | 0 | 0 | 0 | 0 | 0 | 0 | 0 | 0
Sundon | Non-renewable CHP | Gen_BB002 | <1MW | MW | HolisticTransition | 0 | 0 | 0 | 0 | 0 | 0 | 0 | 0 | 0 | 0 | 0 | 0 | 0 | 0 | 0 | 0 | 0 | 0 | 0 | 0 | 0 | 0 | 0 | 0 | 0 | 0 | 0
Sundon | Non-renewable CHP | Gen_BB002 | <1MW | MW | FallingBehind | 0 | 0 | 0 | 0 | 0 | 0 | 0 | 0 | 0 | 0 | 0 | 0 | 0 | 0 | 0 | 0 | 0 | 0 | 0 | 0 | 0 | 0 | 0 | 0 | 0 | 0 | 0
Sundon | Non-renewable CHP | Gen_BB002 | <1MW | MW | ElectricEngagement | 0 | 0 | 0 | 0 | 0 | 0 | 0 | 0 | 0 | 0 | 0 | 0 | 0 | 0 | 0 | 0 | 0 | 0 | 0 | 0 | 0 | 0 | 0 | 0 | 0 | 0 | 0
Sundon | Non-renewable CHP | Gen_BB002 | <1MW | MW | HydrogenEvolution | 0 | 0 | 0 | 0 | 0 | 0 | 0 | 0 | 0 | 0 | 0 | 0 | 0 | 0 | 0 | 0 | 0 | 0 | 0 | 0 | 0 | 0 | 0 | 0 | 0 | 0 | 0
Tilbury 1&7 | Non-renewable CHP | Gen_BB002 | <1MW | MW | HolisticTransition | 0 | 0 | 0 | 0 | 0 | 0 | 0 | 0 | 0 | 0 | 0 | 0 | 0 | 0 | 0 | 0 | 0 | 0 | 0 | 0 | 0 | 0 | 0 | 0 | 0 | 0 | 0
Tilbury 1&7 | Non-renewable CHP | Gen_BB002 | <1MW | MW | FallingBehind | 0 | 0 | 0 | 0 | 0 | 0 | 0 | 0 | 0 | 0 | 0 | 0 | 0 | 0 | 0 | 0 | 0 | 0 | 0 | 0 | 0 | 0 | 0 | 0 | 0 | 0 | 0
Tilbury 1&7 | Non-renewable CHP | Gen_BB002 | <1MW | MW | ElectricEngagement | 0 | 0 | 0 | 0 | 0 | 0 | 0 | 0 | 0 | 0 | 0 | 0 | 0 | 0 | 0 | 0 | 0 | 0 | 0 | 0 | 0 | 0 | 0 | 0 | 0 | 0 | 0
Tilbury 1&7 | Non-renewable CHP | Gen_BB002 | <1MW | MW | HydrogenEvolution | 0 | 0 | 0 | 0 | 0 | 0 | 0 | 0 | 0 | 0 | 0 | 0 | 0 | 0 | 0 | 0 | 0 | 0 | 0 | 0 | 0 | 0 | 0 | 0 | 0 | 0 | 0
Tilbury 2&8 | Non-renewable CHP | Gen_BB002 | <1MW | MW | HolisticTransition | 0 | 0 | 0 | 0 | 0 | 0 | 0 | 0 | 0 | 0 | 0 | 0 | 0 | 0 | 0 | 0 | 0 | 0 | 0 | 0 | 0 | 0 | 0 | 0 | 0 | 0 | 0
Tilbury 2&8 | Non-renewable CHP | Gen_BB002 | <1MW | MW | FallingBehind | 0 | 0 | 0 | 0 | 0 | 0 | 0 | 0 | 0 | 0 | 0 | 0 | 0 | 0 | 0 | 0 | 0 | 0 | 0 | 0 | 0 | 0 | 0 | 0 | 0 | 0 | 0
Tilbury 2&8 | Non-renewable CHP | Gen_BB002 | <1MW | MW | ElectricEngagement | 0 | 0 | 0 | 0 | 0 | 0 | 0 | 0 | 0 | 0 | 0 | 0 | 0 | 0 | 0 | 0 | 0 | 0 | 0 | 0 | 0 | 0 | 0 | 0 | 0 | 0 | 0
Tilbury 2&8 | Non-renewable CHP | Gen_BB002 | <1MW | MW | HydrogenEvolution | 0 | 0 | 0 | 0 | 0 | 0 | 0 | 0 | 0 | 0 | 0 | 0 | 0 | 0 | 0 | 0 | 0 | 0 | 0 | 0 | 0 | 0 | 0 | 0 | 0 | 0 | 0
Tottenham | Non-renewable CHP | Gen_BB002 | <1MW | MW | HolisticTransition | 0 | 0 | 0 | 0 | 0 | 0 | 0 | 0 | 0 | 0 | 0 | 0 | 0 | 0 | 0 | 0 | 0 | 0 | 0 | 0 | 0 | 0 | 0 | 0 | 0 | 0 | 0
Tottenham | Non-renewable CHP | Gen_BB002 | <1MW | MW | FallingBehind | 0 | 0 | 0 | 0 | 0 | 0 | 0 | 0 | 0 | 0 | 0 | 0 | 0 | 0 | 0 | 0 | 0 | 0 | 0 | 0 | 0 | 0 | 0 | 0 | 0 | 0 | 0
Tottenham | Non-renewable CHP | Gen_BB002 | <1MW | MW | ElectricEngagement | 0 | 0 | 0 | 0 | 0 | 0 | 0 | 0 | 0 | 0 | 0 | 0 | 0 | 0 | 0 | 0 | 0 | 0 | 0 | 0 | 0 | 0 | 0 | 0 | 0 | 0 | 0
Tottenham | Non-renewable CHP | Gen_BB002 | <1MW | MW | HydrogenEvolution | 0 | 0 | 0 | 0 | 0 | 0 | 0 | 0 | 0 | 0 | 0 | 0 | 0 | 0 | 0 | 0 | 0 | 0 | 0 | 0 | 0 | 0 | 0 | 0 | 0 | 0 | 0
Walpole | Non-renewable CHP | Gen_BB002 | <1MW | MW | HolisticTransition | 0.864 | 0.864 | 0.864 | 0.864 | 0.864 | 0.864 | 0.864 | 0.864 | 0.864 | 0.432 | 0.432 | 0 | 0 | 0 | 0 | 0 | 0 | 0 | 0 | 0 | 0 | 0 | 0 | 0 | 0 | 0 | 0
Walpole | Non-renewable CHP | Gen_BB002 | <1MW | MW | FallingBehind | 0.864 | 0.864 | 0.864 | 0.864 | 0.864 | 0.864 | 0.864 | 0.864 | 0.864 | 0.864 | 0.864 | 0.864 | 0.864 | 0.864 | 0.864 | 0.864 | 0.864 | 0.864 | 0.864 | 0.864 | 0.576 | 0.576 | 0.576 | 0.576 | 0.576 | 0.576 | 0.576
Walpole | Non-renewable CHP | Gen_BB002 | <1MW | MW | ElectricEngagement | 0.864 | 0.864 | 0.864 | 0.864 | 0.864 | 0.864 | 0.864 | 0.576 | 0.576 | 0.576 | 0.576 | 0.576 | 0.432 | 0.288 | 0.288 | 0.288 | 0.288 | 0.288 | 0 | 0 | 0 | 0 | 0 | 0 | 0 | 0 | 0
Walpole | Non-renewable CHP | Gen_BB002 | <1MW | MW | HydrogenEvolution | 0.864 | 0.864 | 0.864 | 0.864 | 0.864 | 0.864 | 0.864 | 0.576 | 0.576 | 0.576 | 0.576 | 0.576 | 0.432 | 0.288 | 0.288 | 0.288 | 0.288 | 0.288 | 0 | 0 | 0 | 0 | 0 | 0 | 0 | 0 | 0
Warley | Non-renewable CHP | Gen_BB002 | <1MW | MW | HolisticTransition | 0.096 | 0.096 | 0.096 | 0.096 | 0.096 | 0.096 | 0.096 | 0.096 | 0.096 | 0.048 | 0.048 | 0 | 0 | 0 | 0 | 0 | 0 | 0 | 0 | 0 | 0 | 0 | 0 | 0 | 0 | 0 | 0
Warley | Non-renewable CHP | Gen_BB002 | <1MW | MW | FallingBehind | 0.096 | 0.096 | 0.096 | 0.096 | 0.096 | 0.096 | 0.096 | 0.096 | 0.096 | 0.096 | 0.096 | 0.096 | 0.096 | 0.096 | 0.096 | 0.096 | 0.096 | 0.096 | 0.096 | 0.096 | 0.064 | 0.064 | 0.064 | 0.064 | 0.064 | 0.064 | 0.064
Warley | Non-renewable CHP | Gen_BB002 | <1MW | MW | ElectricEngagement | 0.096 | 0.096 | 0.096 | 0.096 | 0.096 | 0.096 | 0.096 | 0.064 | 0.064 | 0.064 | 0.064 | 0.064 | 0.048 | 0.032 | 0.032 | 0.032 | 0.032 | 0.032 | 0 | 0 | 0 | 0 | 0 | 0 | 0 | 0 | 0
Warley | Non-renewable CHP | Gen_BB002 | <1MW | MW | HydrogenEvolution | 0.096 | 0.096 | 0.096 | 0.096 | 0.096 | 0.096 | 0.096 | 0.064 | 0.064 | 0.064 | 0.064 | 0.064 | 0.048 | 0.032 | 0.032 | 0.032 | 0.032 | 0.032 | 0 | 0 | 0 | 0 | 0 | 0 | 0 | 0 | 0
Watford South 2 and 4 | Non-renewable CHP | Gen_BB002 | <1MW | MW | HolisticTransition | 0 | 0 | 0 | 0 | 0 | 0 | 0 | 0 | 0 | 0 | 0 | 0 | 0 | 0 | 0 | 0 | 0 | 0 | 0 | 0 | 0 | 0 | 0 | 0 | 0 | 0 | 0
Watford South 2 and 4 | Non-renewable CHP | Gen_BB002 | <1MW | MW | FallingBehind | 0 | 0 | 0 | 0 | 0 | 0 | 0 | 0 | 0 | 0 | 0 | 0 | 0 | 0 | 0 | 0 | 0 | 0 | 0 | 0 | 0 | 0 | 0 | 0 | 0 | 0 | 0
Watford South 2 and 4 | Non-renewable CHP | Gen_BB002 | <1MW | MW | ElectricEngagement | 0 | 0 | 0 | 0 | 0 | 0 | 0 | 0 | 0 | 0 | 0 | 0 | 0 | 0 | 0 | 0 | 0 | 0 | 0 | 0 | 0 | 0 | 0 | 0 | 0 | 0 | 0
Watford South 2 and 4 | Non-renewable CHP | Gen_BB002 | <1MW | MW | HydrogenEvolution | 0 | 0 | 0 | 0 | 0 | 0 | 0 | 0 | 0 | 0 | 0 | 0 | 0 | 0 | 0 | 0 | 0 | 0 | 0 | 0 | 0 | 0 | 0 | 0 | 0 | 0 | 0
West Thurrock | Non-renewable CHP | Gen_BB002 | <1MW | MW | HolisticTransition | 0 | 0 | 0 | 0 | 0 | 0 | 0 | 0 | 0 | 0 | 0 | 0 | 0 | 0 | 0 | 0 | 0 | 0 | 0 | 0 | 0 | 0 | 0 | 0 | 0 | 0 | 0
West Thurrock | Non-renewable CHP | Gen_BB002 | <1MW | MW | FallingBehind | 0 | 0 | 0 | 0 | 0 | 0 | 0 | 0 | 0 | 0 | 0 | 0 | 0 | 0 | 0 | 0 | 0 | 0 | 0 | 0 | 0 | 0 | 0 | 0 | 0 | 0 | 0
West Thurrock | Non-renewable CHP | Gen_BB002 | <1MW | MW | ElectricEngagement | 0 | 0 | 0 | 0 | 0 | 0 | 0 | 0 | 0 | 0 | 0 | 0 | 0 | 0 | 0 | 0 | 0 | 0 | 0 | 0 | 0 | 0 | 0 | 0 | 0 | 0 | 0
West Thurrock | Non-renewable CHP | Gen_BB002 | <1MW | MW | HydrogenEvolution | 0 | 0 | 0 | 0 | 0 | 0 | 0 | 0 | 0 | 0 | 0 | 0 | 0 | 0 | 0 | 0 | 0 | 0 | 0 | 0 | 0 | 0 | 0 | 0 | 0 | 0 | 0
Willesden | Non-renewable CHP | Gen_BB002 | <1MW | MW | HolisticTransition | 0 | 0 | 0 | 0 | 0 | 0 | 0 | 0 | 0 | 0 | 0 | 0 | 0 | 0 | 0 | 0 | 0 | 0 | 0 | 0 | 0 | 0 | 0 | 0 | 0 | 0 | 0
Willesden | Non-renewable CHP | Gen_BB002 | <1MW | MW | FallingBehind | 0 | 0 | 0 | 0 | 0 | 0 | 0 | 0 | 0 | 0 | 0 | 0 | 0 | 0 | 0 | 0 | 0 | 0 | 0 | 0 | 0 | 0 | 0 | 0 | 0 | 0 | 0
Willesden | Non-renewable CHP | Gen_BB002 | <1MW | MW | ElectricEngagement | 0 | 0 | 0 | 0 | 0 | 0 | 0 | 0 | 0 | 0 | 0 | 0 | 0 | 0 | 0 | 0 | 0 | 0 | 0 | 0 | 0 | 0 | 0 | 0 | 0 | 0 | 0
Willesden | Non-renewable CHP | Gen_BB002 | <1MW | MW | HydrogenEvolution | 0 | 0 | 0 | 0 | 0 | 0 | 0 | 0 | 0 | 0 | 0 | 0 | 0 | 0 | 0 | 0 | 0 | 0 | 0 | 0 | 0 | 0 | 0 | 0 | 0 | 0 | 0
Amersham | Micro CHP | Gen_BB003 | Domestic (G98/G83) | MW | HolisticTransition | 0 | 0 | 0 | 0 | 0 | 0 | 0 | 0 | 0 | 0 | 0 | 0 | 0 | 0 | 0 | 0 | 0 | 0 | 0 | 0 | 0 | 0 | 0 | 0 | 0 | 0 | 0
Amersham | Micro CHP | Gen_BB003 | Domestic (G98/G83) | MW | FallingBehind | 0 | 0 | 0 | 0 | 0 | 0 | 0 | 0 | 0 | 0 | 0 | 0 | 0 | 0 | 0 | 0 | 0 | 0 | 0 | 0 | 0 | 0 | 0 | 0 | 0 | 0 | 0
Amersham | Micro CHP | Gen_BB003 | Domestic (G98/G83) | MW | ElectricEngagement | 0 | 0 | 0 | 0 | 0 | 0 | 0 | 0 | 0 | 0 | 0 | 0 | 0 | 0 | 0 | 0 | 0 | 0 | 0 | 0 | 0 | 0 | 0 | 0 | 0 | 0 | 0
Amersham | Micro CHP | Gen_BB003 | Domestic (G98/G83) | MW | HydrogenEvolution | 0 | 0 | 0 | 0 | 0 | 0 | 0 | 0 | 0 | 0 | 0 | 0 | 0 | 0 | 0 | 0 | 0 | 0 | 0 | 0 | 0 | 0 | 0 | 0 | 0 | 0 | 0
Barking 132 | Micro CHP | Gen_BB003 | Domestic (G98/G83) | MW | HolisticTransition | 0 | 0 | 0 | 0 | 0 | 0 | 0 | 0 | 0 | 0 | 0 | 0 | 0 | 0 | 0 | 0 | 0 | 0 | 0 | 0 | 0 | 0 | 0 | 0 | 0 | 0 | 0
Barking 132 | Micro CHP | Gen_BB003 | Domestic (G98/G83) | MW | FallingBehind | 0 | 0 | 0 | 0 | 0 | 0 | 0 | 0 | 0 | 0 | 0 | 0 | 0 | 0 | 0 | 0 | 0 | 0 | 0 | 0 | 0 | 0 | 0 | 0 | 0 | 0 | 0
Barking 132 | Micro CHP | Gen_BB003 | Domestic (G98/G83) | MW | ElectricEngagement | 0 | 0 | 0 | 0 | 0 | 0 | 0 | 0 | 0 | 0 | 0 | 0 | 0 | 0 | 0 | 0 | 0 | 0 | 0 | 0 | 0 | 0 | 0 | 0 | 0 | 0 | 0
Barking 132 | Micro CHP | Gen_BB003 | Domestic (G98/G83) | MW | HydrogenEvolution | 0 | 0 | 0 | 0 | 0 | 0 | 0 | 0 | 0 | 0 | 0 | 0 | 0 | 0 | 0 | 0 | 0 | 0 | 0 | 0 | 0 | 0 | 0 | 0 | 0 | 0 | 0
Barking West (EPN) | Micro CHP | Gen_BB003 | Domestic (G98/G83) | MW | HolisticTransition | 0 | 0 | 0 | 0 | 0 | 0 | 0 | 0 | 0 | 0 | 0 | 0 | 0 | 0 | 0 | 0 | 0 | 0 | 0 | 0 | 0 | 0 | 0 | 0 | 0 | 0 | 0
Barking West (EPN) | Micro CHP | Gen_BB003 | Domestic (G98/G83) | MW | FallingBehind | 0 | 0 | 0 | 0 | 0 | 0 | 0 | 0 | 0 | 0 | 0 | 0 | 0 | 0 | 0 | 0 | 0 | 0 | 0 | 0 | 0 | 0 | 0 | 0 | 0 | 0 | 0
Barking West (EPN) | Micro CHP | Gen_BB003 | Domestic (G98/G83) | MW | ElectricEngagement | 0 | 0 | 0 | 0 | 0 | 0 | 0 | 0 | 0 | 0 | 0 | 0 | 0 | 0 | 0 | 0 | 0 | 0 | 0 | 0 | 0 | 0 | 0 | 0 | 0 | 0 | 0
Barking West (EPN) | Micro CHP | Gen_BB003 | Domestic (G98/G83) | MW | HydrogenEvolution | 0 | 0 | 0 | 0 | 0 | 0 | 0 | 0 | 0 | 0 | 0 | 0 | 0 | 0 | 0 | 0 | 0 | 0 | 0 | 0 | 0 | 0 | 0 | 0 | 0 | 0 | 0
Biggleswade | Micro CHP | Gen_BB003 | Domestic (G98/G83) | MW | HolisticTransition | 0 | 0 | 0 | 0 | 0 | 0 | 0 | 0 | 0 | 0 | 0 | 0 | 0 | 0 | 0 | 0 | 0 | 0 | 0 | 0 | 0 | 0 | 0 | 0 | 0 | 0 | 0
Biggleswade | Micro CHP | Gen_BB003 | Domestic (G98/G83) | MW | FallingBehind | 0 | 0 | 0 | 0 | 0 | 0 | 0 | 0 | 0 | 0 | 0 | 0 | 0 | 0 | 0 | 0 | 0 | 0 | 0 | 0 | 0 | 0 | 0 | 0 | 0 | 0 | 0
Biggleswade | Micro CHP | Gen_BB003 | Domestic (G98/G83) | MW | ElectricEngagement | 0 | 0 | 0 | 0 | 0 | 0 | 0 | 0 | 0 | 0 | 0 | 0 | 0 | 0 | 0 | 0 | 0 | 0 | 0 | 0 | 0 | 0 | 0 | 0 | 0 | 0 | 0
Biggleswade | Micro CHP | Gen_BB003 | Domestic (G98/G83) | MW | HydrogenEvolution | 0 | 0 | 0 | 0 | 0 | 0 | 0 | 0 | 0 | 0 | 0 | 0 | 0 | 0 | 0 | 0 | 0 | 0 | 0 | 0 | 0 | 0 | 0 | 0 | 0 | 0 | 0
Bourne | Micro CHP | Gen_BB003 | Domestic (G98/G83) | MW | HolisticTransition | 0 | 0 | 0 | 0 | 0 | 0 | 0 | 0 | 0 | 0 | 0 | 0 | 0 | 0 | 0 | 0 | 0 | 0 | 0 | 0 | 0 | 0 | 0 | 0 | 0 | 0 | 0
Bourne | Micro CHP | Gen_BB003 | Domestic (G98/G83) | MW | FallingBehind | 0 | 0 | 0 | 0 | 0 | 0 | 0 | 0 | 0 | 0 | 0 | 0 | 0 | 0 | 0 | 0 | 0 | 0 | 0 | 0 | 0 | 0 | 0 | 0 | 0 | 0 | 0
Bourne | Micro CHP | Gen_BB003 | Domestic (G98/G83) | MW | ElectricEngagement | 0 | 0 | 0 | 0 | 0 | 0 | 0 | 0 | 0 | 0 | 0 | 0 | 0 | 0 | 0 | 0 | 0 | 0 | 0 | 0 | 0 | 0 | 0 | 0 | 0 | 0 | 0
Bourne | Micro CHP | Gen_BB003 | Domestic (G98/G83) | MW | HydrogenEvolution | 0 | 0 | 0 | 0 | 0 | 0 | 0 | 0 | 0 | 0 | 0 | 0 | 0 | 0 | 0 | 0 | 0 | 0 | 0 | 0 | 0 | 0 | 0 | 0 | 0 | 0 | 0
Braintree | Micro CHP | Gen_BB003 | Domestic (G98/G83) | MW | HolisticTransition | 0 | 0 | 0 | 0 | 0 | 0 | 0 | 0 | 0 | 0 | 0 | 0 | 0 | 0 | 0 | 0 | 0 | 0 | 0 | 0 | 0 | 0 | 0 | 0 | 0 | 0 | 0
Braintree | Micro CHP | Gen_BB003 | Domestic (G98/G83) | MW | FallingBehind | 0 | 0 | 0 | 0 | 0 | 0 | 0 | 0 | 0 | 0 | 0 | 0 | 0 | 0 | 0 | 0 | 0 | 0 | 0 | 0 | 0 | 0 | 0 | 0 | 0 | 0 | 0
Braintree | Micro CHP | Gen_BB003 | Domestic (G98/G83) | MW | ElectricEngagement | 0 | 0 | 0 | 0 | 0 | 0 | 0 | 0 | 0 | 0 | 0 | 0 | 0 | 0 | 0 | 0 | 0 | 0 | 0 | 0 | 0 | 0 | 0 | 0 | 0 | 0 | 0
Braintree | Micro CHP | Gen_BB003 | Domestic (G98/G83) | MW | HydrogenEvolution | 0 | 0 | 0 | 0 | 0 | 0 | 0 | 0 | 0 | 0 | 0 | 0 | 0 | 0 | 0 | 0 | 0 | 0 | 0 | 0 | 0 | 0 | 0 | 0 | 0 | 0 | 0
Bramford | Micro CHP | Gen_BB003 | Domestic (G98/G83) | MW | HolisticTransition | 0 | 0 | 0 | 0 | 0 | 0 | 0 | 0 | 0 | 0 | 0 | 0 | 0 | 0 | 0 | 0 | 0 | 0 | 0 | 0 | 0 | 0 | 0 | 0 | 0 | 0 | 0
Bramford | Micro CHP | Gen_BB003 | Domestic (G98/G83) | MW | FallingBehind | 0 | 0 | 0 | 0 | 0 | 0 | 0 | 0 | 0 | 0 | 0 | 0 | 0 | 0 | 0 | 0 | 0 | 0 | 0 | 0 | 0 | 0 | 0 | 0 | 0 | 0 | 0
Bramford | Micro CHP | Gen_BB003 | Domestic (G98/G83) | MW | ElectricEngagement | 0 | 0 | 0 | 0 | 0 | 0 | 0 | 0 | 0 | 0 | 0 | 0 | 0 | 0 | 0 | 0 | 0 | 0 | 0 | 0 | 0 | 0 | 0 | 0 | 0 | 0 | 0
Bramford | Micro CHP | Gen_BB003 | Domestic (G98/G83) | MW | HydrogenEvolution | 0 | 0 | 0 | 0 | 0 | 0 | 0 | 0 | 0 | 0 | 0 | 0 | 0 | 0 | 0 | 0 | 0 | 0 | 0 | 0 | 0 | 0 | 0 | 0 | 0 | 0 | 0
Brimsdown (EPN) | Micro CHP | Gen_BB003 | Domestic (G98/G83) | MW | HolisticTransition | 0 | 0 | 0 | 0 | 0 | 0 | 0 | 0 | 0 | 0 | 0 | 0 | 0 | 0 | 0 | 0 | 0 | 0 | 0 | 0 | 0 | 0 | 0 | 0 | 0 | 0 | 0
Brimsdown (EPN) | Micro CHP | Gen_BB003 | Domestic (G98/G83) | MW | FallingBehind | 0 | 0 | 0 | 0 | 0 | 0 | 0 | 0 | 0 | 0 | 0 | 0 | 0 | 0 | 0 | 0 | 0 | 0 | 0 | 0 | 0 | 0 | 0 | 0 | 0 | 0 | 0
Brimsdown (EPN) | Micro CHP | Gen_BB003 | Domestic (G98/G83) | MW | ElectricEngagement | 0 | 0 | 0 | 0 | 0 | 0 | 0 | 0 | 0 | 0 | 0 | 0 | 0 | 0 | 0 | 0 | 0 | 0 | 0 | 0 | 0 | 0 | 0 | 0 | 0 | 0 | 0
Brimsdown (EPN) | Micro CHP | Gen_BB003 | Domestic (G98/G83) | MW | HydrogenEvolution | 0 | 0 | 0 | 0 | 0 | 0 | 0 | 0 | 0 | 0 | 0 | 0 | 0 | 0 | 0 | 0 | 0 | 0 | 0 | 0 | 0 | 0 | 0 | 0 | 0 | 0 | 0
Burwell | Micro CHP | Gen_BB003 | Domestic (G98/G83) | MW | HolisticTransition | 0 | 0 | 0 | 0 | 0 | 0 | 0 | 0 | 0 | 0 | 0 | 0 | 0 | 0 | 0 | 0 | 0 | 0 | 0 | 0 | 0 | 0 | 0 | 0 | 0 | 0 | 0
Burwell | Micro CHP | Gen_BB003 | Domestic (G98/G83) | MW | FallingBehind | 0 | 0 | 0 | 0 | 0 | 0 | 0 | 0 | 0 | 0 | 0 | 0 | 0 | 0 | 0 | 0 | 0 | 0 | 0 | 0 | 0 | 0 | 0 | 0 | 0 | 0 | 0
Burwell | Micro CHP | Gen_BB003 | Domestic (G98/G83) | MW | ElectricEngagement | 0 | 0 | 0 | 0 | 0 | 0 | 0 | 0 | 0 | 0 | 0 | 0 | 0 | 0 | 0 | 0 | 0 | 0 | 0 | 0 | 0 | 0 | 0 | 0 | 0 | 0 | 0
Burwell | Micro CHP | Gen_BB003 | Domestic (G98/G83) | MW | HydrogenEvolution | 0 | 0 | 0 | 0 | 0 | 0 | 0 | 0 | 0 | 0 | 0 | 0 | 0 | 0 | 0 | 0 | 0 | 0 | 0 | 0 | 0 | 0 | 0 | 0 | 0 | 0 | 0
Eaton Socon | Micro CHP | Gen_BB003 | Domestic (G98/G83) | MW | HolisticTransition | 0 | 0 | 0 | 0 | 0 | 0 | 0 | 0 | 0 | 0 | 0 | 0 | 0 | 0 | 0 | 0 | 0 | 0 | 0 | 0 | 0 | 0 | 0 | 0 | 0 | 0 | 0
Eaton Socon | Micro CHP | Gen_BB003 | Domestic (G98/G83) | MW | FallingBehind | 0 | 0 | 0 | 0 | 0 | 0 | 0 | 0 | 0 | 0 | 0 | 0 | 0 | 0 | 0 | 0 | 0 | 0 | 0 | 0 | 0 | 0 | 0 | 0 | 0 | 0 | 0
Eaton Socon | Micro CHP | Gen_BB003 | Domestic (G98/G83) | MW | ElectricEngagement | 0 | 0 | 0 | 0 | 0 | 0 | 0 | 0 | 0 | 0 | 0 | 0 | 0 | 0 | 0 | 0 | 0 | 0 | 0 | 0 | 0 | 0 | 0 | 0 | 0 | 0 | 0
Eaton Socon | Micro CHP | Gen_BB003 | Domestic (G98/G83) | MW | HydrogenEvolution | 0 | 0 | 0 | 0 | 0 | 0 | 0 | 0 | 0 | 0 | 0 | 0 | 0 | 0 | 0 | 0 | 0 | 0 | 0 | 0 | 0 | 0 | 0 | 0 | 0 | 0 | 0
Elstree 1&2 and 8&9 and Watford South 3A&3B | Micro CHP | Gen_BB003 | Domestic (G98/G83) | MW | HolisticTransition | 0 | 0 | 0 | 0 | 0 | 0 | 0 | 0 | 0 | 0 | 0 | 0 | 0 | 0 | 0 | 0 | 0 | 0 | 0 | 0 | 0 | 0 | 0 | 0 | 0 | 0 | 0
Elstree 1&2 and 8&9 and Watford South 3A&3B | Micro CHP | Gen_BB003 | Domestic (G98/G83) | MW | FallingBehind | 0 | 0 | 0 | 0 | 0 | 0 | 0 | 0 | 0 | 0 | 0 | 0 | 0 | 0 | 0 | 0 | 0 | 0 | 0 | 0 | 0 | 0 | 0 | 0 | 0 | 0 | 0
Elstree 1&2 and 8&9 and Watford South 3A&3B | Micro CHP | Gen_BB003 | Domestic (G98/G83) | MW | ElectricEngagement | 0 | 0 | 0 | 0 | 0 | 0 | 0 | 0 | 0 | 0 | 0 | 0 | 0 | 0 | 0 | 0 | 0 | 0 | 0 | 0 | 0 | 0 | 0 | 0 | 0 | 0 | 0
Elstree 1&2 and 8&9 and Watford South 3A&3B | Micro CHP | Gen_BB003 | Domestic (G98/G83) | MW | HydrogenEvolution | 0 | 0 | 0 | 0 | 0 | 0 | 0 | 0 | 0 | 0 | 0 | 0 | 0 | 0 | 0 | 0 | 0 | 0 | 0 | 0 | 0 | 0 | 0 | 0 | 0 | 0 | 0
Elstree 3&4 | Micro CHP | Gen_BB003 | Domestic (G98/G83) | MW | HolisticTransition | 0 | 0 | 0 | 0 | 0 | 0 | 0 | 0 | 0 | 0 | 0 | 0 | 0 | 0 | 0 | 0 | 0 | 0 | 0 | 0 | 0 | 0 | 0 | 0 | 0 | 0 | 0
Elstree 3&4 | Micro CHP | Gen_BB003 | Domestic (G98/G83) | MW | FallingBehind | 0 | 0 | 0 | 0 | 0 | 0 | 0 | 0 | 0 | 0 | 0 | 0 | 0 | 0 | 0 | 0 | 0 | 0 | 0 | 0 | 0 | 0 | 0 | 0 | 0 | 0 | 0
Elstree 3&4 | Micro CHP | Gen_BB003 | Domestic (G98/G83) | MW | ElectricEngagement | 0 | 0 | 0 | 0 | 0 | 0 | 0 | 0 | 0 | 0 | 0 | 0 | 0 | 0 | 0 | 0 | 0 | 0 | 0 | 0 | 0 | 0 | 0 | 0 | 0 | 0 | 0
Elstree 3&4 | Micro CHP | Gen_BB003 | Domestic (G98/G83) | MW | HydrogenEvolution | 0 | 0 | 0 | 0 | 0 | 0 | 0 | 0 | 0 | 0 | 0 | 0 | 0 | 0 | 0 | 0 | 0 | 0 | 0 | 0 | 0 | 0 | 0 | 0 | 0 | 0 | 0
Grendon | Micro CHP | Gen_BB003 | Domestic (G98/G83) | MW | HolisticTransition | 0 | 0 | 0 | 0 | 0 | 0 | 0 | 0 | 0 | 0 | 0 | 0 | 0 | 0 | 0 | 0 | 0 | 0 | 0 | 0 | 0 | 0 | 0 | 0 | 0 | 0 | 0
Grendon | Micro CHP | Gen_BB003 | Domestic (G98/G83) | MW | FallingBehind | 0 | 0 | 0 | 0 | 0 | 0 | 0 | 0 | 0 | 0 | 0 | 0 | 0 | 0 | 0 | 0 | 0 | 0 | 0 | 0 | 0 | 0 | 0 | 0 | 0 | 0 | 0
Grendon | Micro CHP | Gen_BB003 | Domestic (G98/G83) | MW | ElectricEngagement | 0 | 0 | 0 | 0 | 0 | 0 | 0 | 0 | 0 | 0 | 0 | 0 | 0 | 0 | 0 | 0 | 0 | 0 | 0 | 0 | 0 | 0 | 0 | 0 | 0 | 0 | 0
Grendon | Micro CHP | Gen_BB003 | Domestic (G98/G83) | MW | HydrogenEvolution | 0 | 0 | 0 | 0 | 0 | 0 | 0 | 0 | 0 | 0 | 0 | 0 | 0 | 0 | 0 | 0 | 0 | 0 | 0 | 0 | 0 | 0 | 0 | 0 | 0 | 0 | 0
Mill Hill and Hendon | Micro CHP | Gen_BB003 | Domestic (G98/G83) | MW | HolisticTransition | 0 | 0 | 0 | 0 | 0 | 0 | 0 | 0 | 0 | 0 | 0 | 0 | 0 | 0 | 0 | 0 | 0 | 0 | 0 | 0 | 0 | 0 | 0 | 0 | 0 | 0 | 0
Mill Hill and Hendon | Micro CHP | Gen_BB003 | Domestic (G98/G83) | MW | FallingBehind | 0 | 0 | 0 | 0 | 0 | 0 | 0 | 0 | 0 | 0 | 0 | 0 | 0 | 0 | 0 | 0 | 0 | 0 | 0 | 0 | 0 | 0 | 0 | 0 | 0 | 0 | 0
Mill Hill and Hendon | Micro CHP | Gen_BB003 | Domestic (G98/G83) | MW | ElectricEngagement | 0 | 0 | 0 | 0 | 0 | 0 | 0 | 0 | 0 | 0 | 0 | 0 | 0 | 0 | 0 | 0 | 0 | 0 | 0 | 0 | 0 | 0 | 0 | 0 | 0 | 0 | 0
Mill Hill and Hendon | Micro CHP | Gen_BB003 | Domestic (G98/G83) | MW | HydrogenEvolution | 0 | 0 | 0 | 0 | 0 | 0 | 0 | 0 | 0 | 0 | 0 | 0 | 0 | 0 | 0 | 0 | 0 | 0 | 0 | 0 | 0 | 0 | 0 | 0 | 0 | 0 | 0
Norwich | Micro CHP | Gen_BB003 | Domestic (G98/G83) | MW | HolisticTransition | 0 | 0 | 0 | 0 | 0 | 0 | 0 | 0 | 0 | 0 | 0 | 0 | 0 | 0 | 0 | 0 | 0 | 0 | 0 | 0 | 0 | 0 | 0 | 0 | 0 | 0 | 0
Norwich | Micro CHP | Gen_BB003 | Domestic (G98/G83) | MW | FallingBehind | 0 | 0 | 0 | 0 | 0 | 0 | 0 | 0 | 0 | 0 | 0 | 0 | 0 | 0 | 0 | 0 | 0 | 0 | 0 | 0 | 0 | 0 | 0 | 0 | 0 | 0 | 0
Norwich | Micro CHP | Gen_BB003 | Domestic (G98/G83) | MW | ElectricEngagement | 0 | 0 | 0 | 0 | 0 | 0 | 0 | 0 | 0 | 0 | 0 | 0 | 0 | 0 | 0 | 0 | 0 | 0 | 0 | 0 | 0 | 0 | 0 | 0 | 0 | 0 | 0
Norwich | Micro CHP | Gen_BB003 | Domestic (G98/G83) | MW | HydrogenEvolution | 0 | 0 | 0 | 0 | 0 | 0 | 0 | 0 | 0 | 0 | 0 | 0 | 0 | 0 | 0 | 0 | 0 | 0 | 0 | 0 | 0 | 0 | 0 | 0 | 0 | 0 | 0
Pelham and Wymondley | Micro CHP | Gen_BB003 | Domestic (G98/G83) | MW | HolisticTransition | 0 | 0 | 0 | 0 | 0 | 0 | 0 | 0 | 0 | 0 | 0 | 0 | 0 | 0 | 0 | 0 | 0 | 0 | 0 | 0 | 0 | 0 | 0 | 0 | 0 | 0 | 0
Pelham and Wymondley | Micro CHP | Gen_BB003 | Domestic (G98/G83) | MW | FallingBehind | 0 | 0 | 0 | 0 | 0 | 0 | 0 | 0 | 0 | 0 | 0 | 0 | 0 | 0 | 0 | 0 | 0 | 0 | 0 | 0 | 0 | 0 | 0 | 0 | 0 | 0 | 0
Pelham and Wymondley | Micro CHP | Gen_BB003 | Domestic (G98/G83) | MW | ElectricEngagement | 0 | 0 | 0 | 0 | 0 | 0 | 0 | 0 | 0 | 0 | 0 | 0 | 0 | 0 | 0 | 0 | 0 | 0 | 0 | 0 | 0 | 0 | 0 | 0 | 0 | 0 | 0
Pelham and Wymondley | Micro CHP | Gen_BB003 | Domestic (G98/G83) | MW | HydrogenEvolution | 0 | 0 | 0 | 0 | 0 | 0 | 0 | 0 | 0 | 0 | 0 | 0 | 0 | 0 | 0 | 0 | 0 | 0 | 0 | 0 | 0 | 0 | 0 | 0 | 0 | 0 | 0
Pelham and Wymondley and Twinstead Green | Micro CHP | Gen_BB003 | Domestic (G98/G83) | MW | HolisticTransition | 0 | 0 | 0 | 0 | 0 | 0 | 0 | 0 | 0 | 0 | 0 | 0 | 0 | 0 | 0 | 0 | 0 | 0 | 0 | 0 | 0 | 0 | 0 | 0 | 0 | 0 | 0
Pelham and Wymondley and Twinstead Green | Micro CHP | Gen_BB003 | Domestic (G98/G83) | MW | FallingBehind | 0 | 0 | 0 | 0 | 0 | 0 | 0 | 0 | 0 | 0 | 0 | 0 | 0 | 0 | 0 | 0 | 0 | 0 | 0 | 0 | 0 | 0 | 0 | 0 | 0 | 0 | 0
Pelham and Wymondley and Twinstead Green | Micro CHP | Gen_BB003 | Domestic (G98/G83) | MW | ElectricEngagement | 0 | 0 | 0 | 0 | 0 | 0 | 0 | 0 | 0 | 0 | 0 | 0 | 0 | 0 | 0 | 0 | 0 | 0 | 0 | 0 | 0 | 0 | 0 | 0 | 0 | 0 | 0
Pelham and Wymondley and Twinstead Green | Micro CHP | Gen_BB003 | Domestic (G98/G83) | MW | HydrogenEvolution | 0 | 0 | 0 | 0 | 0 | 0 | 0 | 0 | 0 | 0 | 0 | 0 | 0 | 0 | 0 | 0 | 0 | 0 | 0 | 0 | 0 | 0 | 0 | 0 | 0 | 0 | 0
Rayleigh | Micro CHP | Gen_BB003 | Domestic (G98/G83) | MW | HolisticTransition | 0 | 0 | 0 | 0 | 0 | 0 | 0 | 0 | 0 | 0 | 0 | 0 | 0 | 0 | 0 | 0 | 0 | 0 | 0 | 0 | 0 | 0 | 0 | 0 | 0 | 0 | 0
Rayleigh | Micro CHP | Gen_BB003 | Domestic (G98/G83) | MW | FallingBehind | 0 | 0 | 0 | 0 | 0 | 0 | 0 | 0 | 0 | 0 | 0 | 0 | 0 | 0 | 0 | 0 | 0 | 0 | 0 | 0 | 0 | 0 | 0 | 0 | 0 | 0 | 0
Rayleigh | Micro CHP | Gen_BB003 | Domestic (G98/G83) | MW | ElectricEngagement | 0 | 0 | 0 | 0 | 0 | 0 | 0 | 0 | 0 | 0 | 0 | 0 | 0 | 0 | 0 | 0 | 0 | 0 | 0 | 0 | 0 | 0 | 0 | 0 | 0 | 0 | 0
Rayleigh | Micro CHP | Gen_BB003 | Domestic (G98/G83) | MW | HydrogenEvolution | 0 | 0 | 0 | 0 | 0 | 0 | 0 | 0 | 0 | 0 | 0 | 0 | 0 | 0 | 0 | 0 | 0 | 0 | 0 | 0 | 0 | 0 | 0 | 0 | 0 | 0 | 0
Rye House | Micro CHP | Gen_BB003 | Domestic (G98/G83) | MW | HolisticTransition | 0 | 0 | 0 | 0 | 0 | 0 | 0 | 0 | 0 | 0 | 0 | 0 | 0 | 0 | 0 | 0 | 0 | 0 | 0 | 0 | 0 | 0 | 0 | 0 | 0 | 0 | 0
Rye House | Micro CHP | Gen_BB003 | Domestic (G98/G83) | MW | FallingBehind | 0 | 0 | 0 | 0 | 0 | 0 | 0 | 0 | 0 | 0 | 0 | 0 | 0 | 0 | 0 | 0 | 0 | 0 | 0 | 0 | 0 | 0 | 0 | 0 | 0 | 0 | 0
Rye House | Micro CHP | Gen_BB003 | Domestic (G98/G83) | MW | ElectricEngagement | 0 | 0 | 0 | 0 | 0 | 0 | 0 | 0 | 0 | 0 | 0 | 0 | 0 | 0 | 0 | 0 | 0 | 0 | 0 | 0 | 0 | 0 | 0 | 0 | 0 | 0 | 0
Rye House | Micro CHP | Gen_BB003 | Domestic (G98/G83) | MW | HydrogenEvolution | 0 | 0 | 0 | 0 | 0 | 0 | 0 | 0 | 0 | 0 | 0 | 0 | 0 | 0 | 0 | 0 | 0 | 0 | 0 | 0 | 0 | 0 | 0 | 0 | 0 | 0 | 0
Sundon | Micro CHP | Gen_BB003 | Domestic (G98/G83) | MW | HolisticTransition | 0 | 0 | 0 | 0 | 0 | 0 | 0 | 0 | 0 | 0 | 0 | 0 | 0 | 0 | 0 | 0 | 0 | 0 | 0 | 0 | 0 | 0 | 0 | 0 | 0 | 0 | 0
Sundon | Micro CHP | Gen_BB003 | Domestic (G98/G83) | MW | FallingBehind | 0 | 0 | 0 | 0 | 0 | 0 | 0 | 0 | 0 | 0 | 0 | 0 | 0 | 0 | 0 | 0 | 0 | 0 | 0 | 0 | 0 | 0 | 0 | 0 | 0 | 0 | 0
Sundon | Micro CHP | Gen_BB003 | Domestic (G98/G83) | MW | ElectricEngagement | 0 | 0 | 0 | 0 | 0 | 0 | 0 | 0 | 0 | 0 | 0 | 0 | 0 | 0 | 0 | 0 | 0 | 0 | 0 | 0 | 0 | 0 | 0 | 0 | 0 | 0 | 0
Sundon | Micro CHP | Gen_BB003 | Domestic (G98/G83) | MW | HydrogenEvolution | 0 | 0 | 0 | 0 | 0 | 0 | 0 | 0 | 0 | 0 | 0 | 0 | 0 | 0 | 0 | 0 | 0 | 0 | 0 | 0 | 0 | 0 | 0 | 0 | 0 | 0 | 0
Tilbury 1&7 | Micro CHP | Gen_BB003 | Domestic (G98/G83) | MW | HolisticTransition | 0 | 0 | 0 | 0 | 0 | 0 | 0 | 0 | 0 | 0 | 0 | 0 | 0 | 0 | 0 | 0 | 0 | 0 | 0 | 0 | 0 | 0 | 0 | 0 | 0 | 0 | 0
Tilbury 1&7 | Micro CHP | Gen_BB003 | Domestic (G98/G83) | MW | FallingBehind | 0 | 0 | 0 | 0 | 0 | 0 | 0 | 0 | 0 | 0 | 0 | 0 | 0 | 0 | 0 | 0 | 0 | 0 | 0 | 0 | 0 | 0 | 0 | 0 | 0 | 0 | 0
Tilbury 1&7 | Micro CHP | Gen_BB003 | Domestic (G98/G83) | MW | ElectricEngagement | 0 | 0 | 0 | 0 | 0 | 0 | 0 | 0 | 0 | 0 | 0 | 0 | 0 | 0 | 0 | 0 | 0 | 0 | 0 | 0 | 0 | 0 | 0 | 0 | 0 | 0 | 0
Tilbury 1&7 | Micro CHP | Gen_BB003 | Domestic (G98/G83) | MW | HydrogenEvolution | 0 | 0 | 0 | 0 | 0 | 0 | 0 | 0 | 0 | 0 | 0 | 0 | 0 | 0 | 0 | 0 | 0 | 0 | 0 | 0 | 0 | 0 | 0 | 0 | 0 | 0 | 0
Tilbury 2&8 | Micro CHP | Gen_BB003 | Domestic (G98/G83) | MW | HolisticTransition | 0 | 0 | 0 | 0 | 0 | 0 | 0 | 0 | 0 | 0 | 0 | 0 | 0 | 0 | 0 | 0 | 0 | 0 | 0 | 0 | 0 | 0 | 0 | 0 | 0 | 0 | 0
Tilbury 2&8 | Micro CHP | Gen_BB003 | Domestic (G98/G83) | MW | FallingBehind | 0 | 0 | 0 | 0 | 0 | 0 | 0 | 0 | 0 | 0 | 0 | 0 | 0 | 0 | 0 | 0 | 0 | 0 | 0 | 0 | 0 | 0 | 0 | 0 | 0 | 0 | 0
Tilbury 2&8 | Micro CHP | Gen_BB003 | Domestic (G98/G83) | MW | ElectricEngagement | 0 | 0 | 0 | 0 | 0 | 0 | 0 | 0 | 0 | 0 | 0 | 0 | 0 | 0 | 0 | 0 | 0 | 0 | 0 | 0 | 0 | 0 | 0 | 0 | 0 | 0 | 0
Tilbury 2&8 | Micro CHP | Gen_BB003 | Domestic (G98/G83) | MW | HydrogenEvolution | 0 | 0 | 0 | 0 | 0 | 0 | 0 | 0 | 0 | 0 | 0 | 0 | 0 | 0 | 0 | 0 | 0 | 0 | 0 | 0 | 0 | 0 | 0 | 0 | 0 | 0 | 0
Tottenham | Micro CHP | Gen_BB003 | Domestic (G98/G83) | MW | HolisticTransition | 0 | 0 | 0 | 0 | 0 | 0 | 0 | 0 | 0 | 0 | 0 | 0 | 0 | 0 | 0 | 0 | 0 | 0 | 0 | 0 | 0 | 0 | 0 | 0 | 0 | 0 | 0
Tottenham | Micro CHP | Gen_BB003 | Domestic (G98/G83) | MW | FallingBehind | 0 | 0 | 0 | 0 | 0 | 0 | 0 | 0 | 0 | 0 | 0 | 0 | 0 | 0 | 0 | 0 | 0 | 0 | 0 | 0 | 0 | 0 | 0 | 0 | 0 | 0 | 0
Tottenham | Micro CHP | Gen_BB003 | Domestic (G98/G83) | MW | ElectricEngagement | 0 | 0 | 0 | 0 | 0 | 0 | 0 | 0 | 0 | 0 | 0 | 0 | 0 | 0 | 0 | 0 | 0 | 0 | 0 | 0 | 0 | 0 | 0 | 0 | 0 | 0 | 0
Tottenham | Micro CHP | Gen_BB003 | Domestic (G98/G83) | MW | HydrogenEvolution | 0 | 0 | 0 | 0 | 0 | 0 | 0 | 0 | 0 | 0 | 0 | 0 | 0 | 0 | 0 | 0 | 0 | 0 | 0 | 0 | 0 | 0 | 0 | 0 | 0 | 0 | 0
Walpole | Micro CHP | Gen_BB003 | Domestic (G98/G83) | MW | HolisticTransition | 0 | 0 | 0 | 0 | 0 | 0 | 0 | 0 | 0 | 0 | 0 | 0 | 0 | 0 | 0 | 0 | 0 | 0 | 0 | 0 | 0 | 0 | 0 | 0 | 0 | 0 | 0
Walpole | Micro CHP | Gen_BB003 | Domestic (G98/G83) | MW | FallingBehind | 0 | 0 | 0 | 0 | 0 | 0 | 0 | 0 | 0 | 0 | 0 | 0 | 0 | 0 | 0 | 0 | 0 | 0 | 0 | 0 | 0 | 0 | 0 | 0 | 0 | 0 | 0
Walpole | Micro CHP | Gen_BB003 | Domestic (G98/G83) | MW | ElectricEngagement | 0 | 0 | 0 | 0 | 0 | 0 | 0 | 0 | 0 | 0 | 0 | 0 | 0 | 0 | 0 | 0 | 0 | 0 | 0 | 0 | 0 | 0 | 0 | 0 | 0 | 0 | 0
Walpole | Micro CHP | Gen_BB003 | Domestic (G98/G83) | MW | HydrogenEvolution | 0 | 0 | 0 | 0 | 0 | 0 | 0 | 0 | 0 | 0 | 0 | 0 | 0 | 0 | 0 | 0 | 0 | 0 | 0 | 0 | 0 | 0 | 0 | 0 | 0 | 0 | 0
Warley | Micro CHP | Gen_BB003 | Domestic (G98/G83) | MW | HolisticTransition | 0 | 0 | 0 | 0 | 0 | 0 | 0 | 0 | 0 | 0 | 0 | 0 | 0 | 0 | 0 | 0 | 0 | 0 | 0 | 0 | 0 | 0 | 0 | 0 | 0 | 0 | 0
Warley | Micro CHP | Gen_BB003 | Domestic (G98/G83) | MW | FallingBehind | 0 | 0 | 0 | 0 | 0 | 0 | 0 | 0 | 0 | 0 | 0 | 0 | 0 | 0 | 0 | 0 | 0 | 0 | 0 | 0 | 0 | 0 | 0 | 0 | 0 | 0 | 0
Warley | Micro CHP | Gen_BB003 | Domestic (G98/G83) | MW | ElectricEngagement | 0 | 0 | 0 | 0 | 0 | 0 | 0 | 0 | 0 | 0 | 0 | 0 | 0 | 0 | 0 | 0 | 0 | 0 | 0 | 0 | 0 | 0 | 0 | 0 | 0 | 0 | 0
Warley | Micro CHP | Gen_BB003 | Domestic (G98/G83) | MW | HydrogenEvolution | 0 | 0 | 0 | 0 | 0 | 0 | 0 | 0 | 0 | 0 | 0 | 0 | 0 | 0 | 0 | 0 | 0 | 0 | 0 | 0 | 0 | 0 | 0 | 0 | 0 | 0 | 0
Watford South 2 and 4 | Micro CHP | Gen_BB003 | Domestic (G98/G83) | MW | HolisticTransition | 0 | 0 | 0 | 0 | 0 | 0 | 0 | 0 | 0 | 0 | 0 | 0 | 0 | 0 | 0 | 0 | 0 | 0 | 0 | 0 | 0 | 0 | 0 | 0 | 0 | 0 | 0
Watford South 2 and 4 | Micro CHP | Gen_BB003 | Domestic (G98/G83) | MW | FallingBehind | 0 | 0 | 0 | 0 | 0 | 0 | 0 | 0 | 0 | 0 | 0 | 0 | 0 | 0 | 0 | 0 | 0 | 0 | 0 | 0 | 0 | 0 | 0 | 0 | 0 | 0 | 0
Watford South 2 and 4 | Micro CHP | Gen_BB003 | Domestic (G98/G83) | MW | ElectricEngagement | 0 | 0 | 0 | 0 | 0 | 0 | 0 | 0 | 0 | 0 | 0 | 0 | 0 | 0 | 0 | 0 | 0 | 0 | 0 | 0 | 0 | 0 | 0 | 0 | 0 | 0 | 0
Watford South 2 and 4 | Micro CHP | Gen_BB003 | Domestic (G98/G83) | MW | HydrogenEvolution | 0 | 0 | 0 | 0 | 0 | 0 | 0 | 0 | 0 | 0 | 0 | 0 | 0 | 0 | 0 | 0 | 0 | 0 | 0 | 0 | 0 | 0 | 0 | 0 | 0 | 0 | 0
West Thurrock | Micro CHP | Gen_BB003 | Domestic (G98/G83) | MW | HolisticTransition | 0 | 0 | 0 | 0 | 0 | 0 | 0 | 0 | 0 | 0 | 0 | 0 | 0 | 0 | 0 | 0 | 0 | 0 | 0 | 0 | 0 | 0 | 0 | 0 | 0 | 0 | 0
West Thurrock | Micro CHP | Gen_BB003 | Domestic (G98/G83) | MW | FallingBehind | 0 | 0 | 0 | 0 | 0 | 0 | 0 | 0 | 0 | 0 | 0 | 0 | 0 | 0 | 0 | 0 | 0 | 0 | 0 | 0 | 0 | 0 | 0 | 0 | 0 | 0 | 0
West Thurrock | Micro CHP | Gen_BB003 | Domestic (G98/G83) | MW | ElectricEngagement | 0 | 0 | 0 | 0 | 0 | 0 | 0 | 0 | 0 | 0 | 0 | 0 | 0 | 0 | 0 | 0 | 0 | 0 | 0 | 0 | 0 | 0 | 0 | 0 | 0 | 0 | 0
West Thurrock | Micro CHP | Gen_BB003 | Domestic (G98/G83) | MW | HydrogenEvolution | 0 | 0 | 0 | 0 | 0 | 0 | 0 | 0 | 0 | 0 | 0 | 0 | 0 | 0 | 0 | 0 | 0 | 0 | 0 | 0 | 0 | 0 | 0 | 0 | 0 | 0 | 0
Willesden | Micro CHP | Gen_BB003 | Domestic (G98/G83) | MW | HolisticTransition | 0 | 0 | 0 | 0 | 0 | 0 | 0 | 0 | 0 | 0 | 0 | 0 | 0 | 0 | 0 | 0 | 0 | 0 | 0 | 0 | 0 | 0 | 0 | 0 | 0 | 0 | 0
Willesden | Micro CHP | Gen_BB003 | Domestic (G98/G83) | MW | FallingBehind | 0 | 0 | 0 | 0 | 0 | 0 | 0 | 0 | 0 | 0 | 0 | 0 | 0 | 0 | 0 | 0 | 0 | 0 | 0 | 0 | 0 | 0 | 0 | 0 | 0 | 0 | 0
Willesden | Micro CHP | Gen_BB003 | Domestic (G98/G83) | MW | ElectricEngagement | 0 | 0 | 0 | 0 | 0 | 0 | 0 | 0 | 0 | 0 | 0 | 0 | 0 | 0 | 0 | 0 | 0 | 0 | 0 | 0 | 0 | 0 | 0 | 0 | 0 | 0 | 0
Willesden | Micro CHP | Gen_BB003 | Domestic (G98/G83) | MW | HydrogenEvolution | 0 | 0 | 0 | 0 | 0 | 0 | 0 | 0 | 0 | 0 | 0 | 0 | 0 | 0 | 0 | 0 | 0 | 0 | 0 | 0 | 0 | 0 | 0 | 0 | 0 | 0 | 0
Amersham | Renewable Engines (Landfill Gas, Sewage Gas, Biogas) | Gen_BB004 |  | MW | HolisticTransition | 0 | 0 | 0 | 0 | 0 | 0 | 0 | 0 | 0 | 0 | 0 | 0 | 0 | 0 | 0 | 0 | 0 | 0 | 0 | 0 | 0 | 0 | 0 | 0 | 0 | 0 | 0
Amersham | Renewable Engines (Landfill Gas, Sewage Gas, Biogas) | Gen_BB004 |  | MW | FallingBehind | 0 | 0 | 0 | 0 | 0 | 0 | 0 | 0 | 0 | 0 | 0 | 0 | 0 | 0 | 0 | 0 | 0 | 0 | 0 | 0 | 0 | 0 | 0 | 0 | 0 | 0 | 0
Amersham | Renewable Engines (Landfill Gas, Sewage Gas, Biogas) | Gen_BB004 |  | MW | ElectricEngagement | 0 | 0 | 0 | 0 | 0 | 0 | 0 | 0 | 0 | 0 | 0 | 0 | 0 | 0 | 0 | 0 | 0 | 0 | 0 | 0 | 0 | 0 | 0 | 0 | 0 | 0 | 0
Amersham | Renewable Engines (Landfill Gas, Sewage Gas, Biogas) | Gen_BB004 |  | MW | HydrogenEvolution | 0 | 0 | 0 | 0 | 0 | 0 | 0 | 0 | 0 | 0 | 0 | 0 | 0 | 0 | 0 | 0 | 0 | 0 | 0 | 0 | 0 | 0 | 0 | 0 | 0 | 0 | 0
Barking 132 | Renewable Engines (Landfill Gas, Sewage Gas, Biogas) | Gen_BB004 |  | MW | HolisticTransition | 0 | 0 | 0 | 0 | 0 | 0 | 0 | 0 | 0 | 0 | 0 | 0 | 0 | 0 | 0 | 0 | 0 | 0 | 0 | 0 | 0 | 0 | 0 | 0 | 0 | 0 | 0
Barking 132 | Renewable Engines (Landfill Gas, Sewage Gas, Biogas) | Gen_BB004 |  | MW | FallingBehind | 0 | 0 | 0 | 0 | 0 | 0 | 0 | 0 | 0 | 0 | 0 | 0 | 0 | 0 | 0 | 0 | 0 | 0 | 0 | 0 | 0 | 0 | 0 | 0 | 0 | 0 | 0
Barking 132 | Renewable Engines (Landfill Gas, Sewage Gas, Biogas) | Gen_BB004 |  | MW | ElectricEngagement | 0 | 0 | 0 | 0 | 0 | 0 | 0 | 0 | 0 | 0 | 0 | 0 | 0 | 0 | 0 | 0 | 0 | 0 | 0 | 0 | 0 | 0 | 0 | 0 | 0 | 0 | 0
Barking 132 | Renewable Engines (Landfill Gas, Sewage Gas, Biogas) | Gen_BB004 |  | MW | HydrogenEvolution | 0 | 0 | 0 | 0 | 0 | 0 | 0 | 0 | 0 | 0 | 0 | 0 | 0 | 0 | 0 | 0 | 0 | 0 | 0 | 0 | 0 | 0 | 0 | 0 | 0 | 0 | 0
Barking West (EPN) | Renewable Engines (Landfill Gas, Sewage Gas, Biogas) | Gen_BB004 |  | MW | HolisticTransition | 0 | 0 | 0 | 0 | 0.001 | 0.001 | 0.001 | 0.002 | 0.002 | 0.002 | 0.002 | 0.003 | 0.003 | 0.002 | 0.002 | 0.003 | 0.003 | 0.004 | 0.004 | 0.004 | 0.004 | 0.004 | 0.005 | 0.005 | 0.005 | 0.006 | 0.006
Barking West (EPN) | Renewable Engines (Landfill Gas, Sewage Gas, Biogas) | Gen_BB004 |  | MW | FallingBehind | 0 | 0 | 0 | 0 | 0 | 0 | 0 | 0 | 0 | 0 | 0 | 0 | 0 | 0 | 0 | 0 | 0 | 0 | 0 | 0 | 0 | 0 | 0 | 0 | 0 | 0 | 0
Barking West (EPN) | Renewable Engines (Landfill Gas, Sewage Gas, Biogas) | Gen_BB004 |  | MW | ElectricEngagement | 0 | 0 | 0 | 0 | 0.001 | 0.001 | 0.001 | 0.002 | 0.002 | 0.002 | 0.002 | 0.003 | 0.003 | 0.002 | 0.002 | 0.003 | 0.003 | 0.004 | 0.004 | 0.004 | 0.004 | 0.004 | 0.005 | 0.005 | 0.005 | 0.006 | 0.006
Barking West (EPN) | Renewable Engines (Landfill Gas, Sewage Gas, Biogas) | Gen_BB004 |  | MW | HydrogenEvolution | 0 | 0 | 0 | 0 | 0 | 0 | 0 | 0 | 0 | 0 | 0 | 0 | 0 | 0 | 0 | 0 | 0 | 0 | 0 | 0 | 0 | 0 | 0 | 0 | 0 | 0 | 0
Biggleswade | Renewable Engines (Landfill Gas, Sewage Gas, Biogas) | Gen_BB004 |  | MW | HolisticTransition | 0 | 0 | 0 | 0 | 0 | 0 | 0 | 0 | 0 | 0 | 0 | 0 | 0 | 0 | 0 | 0 | 0 | 0 | 0 | 0 | 0 | 0 | 0 | 0 | 0 | 0 | 0
Biggleswade | Renewable Engines (Landfill Gas, Sewage Gas, Biogas) | Gen_BB004 |  | MW | FallingBehind | 0 | 0 | 0 | 0 | 0 | 0 | 0 | 0 | 0 | 0 | 0 | 0 | 0 | 0 | 0 | 0 | 0 | 0 | 0 | 0 | 0 | 0 | 0 | 0 | 0 | 0 | 0
Biggleswade | Renewable Engines (Landfill Gas, Sewage Gas, Biogas) | Gen_BB004 |  | MW | ElectricEngagement | 0 | 0 | 0 | 0 | 0 | 0 | 0 | 0 | 0 | 0 | 0 | 0 | 0 | 0 | 0 | 0 | 0 | 0 | 0 | 0 | 0 | 0 | 0 | 0 | 0 | 0 | 0
Biggleswade | Renewable Engines (Landfill Gas, Sewage Gas, Biogas) | Gen_BB004 |  | MW | HydrogenEvolution | 0 | 0 | 0 | 0 | 0 | 0 | 0 | 0 | 0 | 0 | 0 | 0 | 0 | 0 | 0 | 0 | 0 | 0 | 0 | 0 | 0 | 0 | 0 | 0 | 0 | 0 | 0
Bourne | Renewable Engines (Landfill Gas, Sewage Gas, Biogas) | Gen_BB004 |  | MW | HolisticTransition | 0 | 0 | 0 | 0 | 0 | 0 | 0 | 0 | 0 | 0 | 0 | 0 | 0 | 0 | 0 | 0 | 0 | 0 | 0 | 0 | 0 | 0 | 0 | 0 | 0 | 0 | 0
Bourne | Renewable Engines (Landfill Gas, Sewage Gas, Biogas) | Gen_BB004 |  | MW | FallingBehind | 0 | 0 | 0 | 0 | 0 | 0 | 0 | 0 | 0 | 0 | 0 | 0 | 0 | 0 | 0 | 0 | 0 | 0 | 0 | 0 | 0 | 0 | 0 | 0 | 0 | 0 | 0
Bourne | Renewable Engines (Landfill Gas, Sewage Gas, Biogas) | Gen_BB004 |  | MW | ElectricEngagement | 0 | 0 | 0 | 0 | 0 | 0 | 0 | 0 | 0 | 0 | 0 | 0 | 0 | 0 | 0 | 0 | 0 | 0 | 0 | 0 | 0 | 0 | 0 | 0 | 0 | 0 | 0
Bourne | Renewable Engines (Landfill Gas, Sewage Gas, Biogas) | Gen_BB004 |  | MW | HydrogenEvolution | 0 | 0 | 0 | 0 | 0 | 0 | 0 | 0 | 0 | 0 | 0 | 0 | 0 | 0 | 0 | 0 | 0 | 0 | 0 | 0 | 0 | 0 | 0 | 0 | 0 | 0 | 0
Braintree | Renewable Engines (Landfill Gas, Sewage Gas, Biogas) | Gen_BB004 |  | MW | HolisticTransition | 2.38 | 2.38 | 2.38 | 2.38 | 2.427 | 2.477 | 2.495 | 2.537 | 2.545 | 2.554 | 2.57 | 2.613 | 2.601 | 2.588 | 2.592 | 2.626 | 2.672 | 2.698 | 2.702 | 2.707 | 2.74 | 2.757 | 2.782 | 2.808 | 2.829 | 2.855 | 2.888
Braintree | Renewable Engines (Landfill Gas, Sewage Gas, Biogas) | Gen_BB004 |  | MW | FallingBehind | 2.38 | 2.399 | 2.399 | 2.354 | 2.315 | 2.29 | 2.238 | 2.121 | 1.966 | 1.772 | 1.643 | 1.63 | 1.41 | 1.177 | 1.074 | 1.061 | 1.048 | 1.048 | 0.97 | 0.854 | 0.854 | 0.854 | 0.841 | 0.841 | 0.841 | 0.841 | 0.841
Braintree | Renewable Engines (Landfill Gas, Sewage Gas, Biogas) | Gen_BB004 |  | MW | ElectricEngagement | 2.38 | 2.38 | 2.38 | 2.38 | 2.427 | 2.477 | 2.495 | 2.537 | 2.545 | 2.554 | 2.57 | 2.613 | 2.601 | 2.588 | 2.592 | 2.626 | 2.672 | 2.698 | 2.702 | 2.707 | 2.74 | 2.757 | 2.782 | 2.808 | 2.829 | 2.855 | 2.888
Braintree | Renewable Engines (Landfill Gas, Sewage Gas, Biogas) | Gen_BB004 |  | MW | HydrogenEvolution | 2.38 | 2.38 | 2.38 | 2.38 | 2.38 | 2.389 | 2.389 | 2.38 | 2.292 | 2.191 | 2.103 | 2.103 | 2.04 | 1.864 | 1.801 | 1.801 | 1.801 | 1.801 | 1.801 | 1.75 | 1.75 | 1.75 | 1.75 | 1.75 | 1.75 | 1.75 | 1.75
Bramford | Renewable Engines (Landfill Gas, Sewage Gas, Biogas) | Gen_BB004 |  | MW | HolisticTransition | 83.761 | 83.905 | 84.049 | 84.193 | 86.737 | 89.51 | 90.437 | 92.751 | 93.212 | 93.676 | 94.601 | 96.911 | 96.219 | 95.523 | 95.755 | 97.604 | 100.149 | 101.538 | 101.768 | 102 | 103.85 | 104.775 | 106.163 | 107.551 | 108.707 | 110.096 | 111.945
Bramford | Renewable Engines (Landfill Gas, Sewage Gas, Biogas) | Gen_BB004 |  | MW | FallingBehind | 83.761 | 84.811 | 84.844 | 82.947 | 81.58 | 80.669 | 78.846 | 74.744 | 69.274 | 62.439 | 57.88 | 57.425 | 49.677 | 41.473 | 37.829 | 37.372 | 36.915 | 36.915 | 34.18 | 30.08 | 30.08 | 30.08 | 29.624 | 29.624 | 29.624 | 29.624 | 29.624
Bramford | Renewable Engines (Landfill Gas, Sewage Gas, Biogas) | Gen_BB004 |  | MW | ElectricEngagement | 83.761 | 83.905 | 84.049 | 84.193 | 86.737 | 89.51 | 90.437 | 92.751 | 93.212 | 93.676 | 94.601 | 96.911 | 96.219 | 95.523 | 95.755 | 97.604 | 100.149 | 101.538 | 101.768 | 102 | 103.85 | 104.775 | 106.163 | 107.551 | 108.707 | 110.096 | 111.945
Bramford | Renewable Engines (Landfill Gas, Sewage Gas, Biogas) | Gen_BB004 |  | MW | HydrogenEvolution | 83.761 | 83.857 | 83.953 | 84.049 | 84.049 | 84.543 | 84.543 | 84.05 | 80.937 | 77.38 | 74.268 | 74.268 | 72.044 | 65.816 | 63.592 | 63.592 | 63.592 | 63.592 | 63.592 | 61.814 | 61.814 | 61.814 | 61.814 | 61.814 | 61.814 | 61.814 | 61.814
Brimsdown (EPN) | Renewable Engines (Landfill Gas, Sewage Gas, Biogas) | Gen_BB004 |  | MW | HolisticTransition | 3 | 3 | 3 | 3 | 3.085 | 3.178 | 3.208 | 3.286 | 3.301 | 3.317 | 3.348 | 3.424 | 3.401 | 3.378 | 3.386 | 3.448 | 3.533 | 3.578 | 3.587 | 3.594 | 3.656 | 3.687 | 3.732 | 3.779 | 3.817 | 3.864 | 3.926
Brimsdown (EPN) | Renewable Engines (Landfill Gas, Sewage Gas, Biogas) | Gen_BB004 |  | MW | FallingBehind | 3 | 3.034 | 3.034 | 2.967 | 2.919 | 2.886 | 2.821 | 2.674 | 2.478 | 2.234 | 2.071 | 2.054 | 1.777 | 1.484 | 1.353 | 1.337 | 1.321 | 1.321 | 1.223 | 1.076 | 1.076 | 1.076 | 1.06 | 1.06 | 1.06 | 1.06 | 1.06
Brimsdown (EPN) | Renewable Engines (Landfill Gas, Sewage Gas, Biogas) | Gen_BB004 |  | MW | ElectricEngagement | 3 | 3 | 3 | 3 | 3.085 | 3.178 | 3.208 | 3.286 | 3.301 | 3.317 | 3.348 | 3.424 | 3.401 | 3.378 | 3.386 | 3.448 | 3.533 | 3.578 | 3.587 | 3.594 | 3.656 | 3.687 | 3.732 | 3.779 | 3.817 | 3.864 | 3.926
Brimsdown (EPN) | Renewable Engines (Landfill Gas, Sewage Gas, Biogas) | Gen_BB004 |  | MW | HydrogenEvolution | 3 | 3 | 3 | 3 | 3 | 3.017 | 3.017 | 3 | 2.889 | 2.762 | 2.651 | 2.651 | 2.571 | 2.349 | 2.27 | 2.27 | 2.27 | 2.27 | 2.27 | 2.206 | 2.206 | 2.206 | 2.206 | 2.206 | 2.206 | 2.206 | 2.206
Burwell | Renewable Engines (Landfill Gas, Sewage Gas, Biogas) | Gen_BB004 |  | MW | HolisticTransition | 9.101 | 9.101 | 9.101 | 9.101 | 9.454 | 9.841 | 9.97 | 10.29 | 10.355 | 10.42 | 10.55 | 10.87 | 10.774 | 10.678 | 10.709 | 10.966 | 11.321 | 11.514 | 11.545 | 11.577 | 11.836 | 11.964 | 12.158 | 12.35 | 12.512 | 12.705 | 12.962
Burwell | Renewable Engines (Landfill Gas, Sewage Gas, Biogas) | Gen_BB004 |  | MW | FallingBehind | 9.101 | 9.242 | 9.242 | 9.002 | 8.854 | 8.755 | 8.557 | 8.112 | 7.518 | 6.777 | 6.282 | 6.232 | 5.392 | 4.501 | 4.106 | 4.056 | 4.006 | 4.006 | 3.71 | 3.265 | 3.265 | 3.265 | 3.215 | 3.215 | 3.215 | 3.215 | 3.215
Burwell | Renewable Engines (Landfill Gas, Sewage Gas, Biogas) | Gen_BB004 |  | MW | ElectricEngagement | 9.101 | 9.101 | 9.101 | 9.101 | 9.454 | 9.841 | 9.97 | 10.29 | 10.355 | 10.42 | 10.55 | 10.87 | 10.774 | 10.678 | 10.709 | 10.966 | 11.321 | 11.514 | 11.545 | 11.577 | 11.836 | 11.964 | 12.158 | 12.35 | 12.512 | 12.705 | 12.962
Burwell | Renewable Engines (Landfill Gas, Sewage Gas, Biogas) | Gen_BB004 |  | MW | HydrogenEvolution | 9.101 | 9.101 | 9.101 | 9.101 | 9.101 | 9.171 | 9.171 | 9.101 | 8.764 | 8.379 | 8.042 | 8.042 | 7.801 | 7.127 | 6.886 | 6.886 | 6.886 | 6.886 | 6.886 | 6.693 | 6.693 | 6.693 | 6.693 | 6.693 | 6.693 | 6.693 | 6.693
Eaton Socon | Renewable Engines (Landfill Gas, Sewage Gas, Biogas) | Gen_BB004 |  | MW | HolisticTransition | 11.653 | 16.124 | 16.124 | 16.124 | 16.201 | 16.282 | 16.31 | 16.379 | 16.394 | 16.407 | 16.434 | 16.503 | 16.482 | 16.462 | 16.469 | 16.524 | 16.6 | 16.641 | 16.647 | 16.655 | 16.709 | 16.737 | 16.778 | 16.819 | 16.854 | 16.895 | 16.95
Eaton Socon | Renewable Engines (Landfill Gas, Sewage Gas, Biogas) | Gen_BB004 |  | MW | FallingBehind | 11.653 | 16.155 | 16.155 | 15.949 | 15.686 | 15.511 | 15.161 | 14.372 | 13.32 | 12.006 | 11.129 | 11.042 | 9.552 | 7.975 | 7.274 | 7.186 | 7.098 | 7.098 | 6.572 | 5.784 | 5.784 | 5.784 | 5.696 | 5.696 | 5.696 | 5.696 | 5.696
Eaton Socon | Renewable Engines (Landfill Gas, Sewage Gas, Biogas) | Gen_BB004 |  | MW | ElectricEngagement | 11.653 | 16.124 | 16.124 | 16.124 | 16.201 | 16.282 | 16.31 | 16.379 | 16.394 | 16.407 | 16.434 | 16.503 | 16.482 | 16.462 | 16.469 | 16.524 | 16.6 | 16.641 | 16.647 | 16.655 | 16.709 | 16.737 | 16.778 | 16.819 | 16.854 | 16.895 | 16.95
Eaton Socon | Renewable Engines (Landfill Gas, Sewage Gas, Biogas) | Gen_BB004 |  | MW | HydrogenEvolution | 11.653 | 16.124 | 16.124 | 16.124 | 16.124 | 16.139 | 16.139 | 16.124 | 15.527 | 14.845 | 14.248 | 14.248 | 13.821 | 12.626 | 12.2 | 12.2 | 12.2 | 12.2 | 12.2 | 11.859 | 11.859 | 11.859 | 11.859 | 11.859 | 11.859 | 11.859 | 11.859
Elstree 1&2 and 8&9 and Watford South 3A&3B | Renewable Engines (Landfill Gas, Sewage Gas, Biogas) | Gen_BB004 |  | MW | HolisticTransition | 1.8 | 1.8 | 1.8 | 1.8 | 1.837 | 1.877 | 1.89 | 1.923 | 1.929 | 1.936 | 1.949 | 1.983 | 1.973 | 1.963 | 1.966 | 1.993 | 2.029 | 2.049 | 2.052 | 2.055 | 2.082 | 2.095 | 2.115 | 2.135 | 2.151 | 2.171 | 2.198
Elstree 1&2 and 8&9 and Watford South 3A&3B | Renewable Engines (Landfill Gas, Sewage Gas, Biogas) | Gen_BB004 |  | MW | FallingBehind | 1.8 | 1.815 | 1.815 | 1.78 | 1.751 | 1.732 | 1.692 | 1.604 | 1.487 | 1.34 | 1.242 | 1.233 | 1.066 | 0.89 | 0.812 | 0.802 | 0.792 | 0.792 | 0.734 | 0.646 | 0.646 | 0.646 | 0.636 | 0.636 | 0.636 | 0.636 | 0.636
Elstree 1&2 and 8&9 and Watford South 3A&3B | Renewable Engines (Landfill Gas, Sewage Gas, Biogas) | Gen_BB004 |  | MW | ElectricEngagement | 1.8 | 1.8 | 1.8 | 1.8 | 1.837 | 1.877 | 1.89 | 1.923 | 1.929 | 1.936 | 1.949 | 1.983 | 1.973 | 1.963 | 1.966 | 1.993 | 2.029 | 2.049 | 2.052 | 2.055 | 2.082 | 2.095 | 2.115 | 2.135 | 2.151 | 2.171 | 2.198
Elstree 1&2 and 8&9 and Watford South 3A&3B | Renewable Engines (Landfill Gas, Sewage Gas, Biogas) | Gen_BB004 |  | MW | HydrogenEvolution | 1.8 | 1.8 | 1.8 | 1.8 | 1.8 | 1.807 | 1.807 | 1.8 | 1.733 | 1.657 | 1.591 | 1.591 | 1.543 | 1.41 | 1.362 | 1.362 | 1.362 | 1.362 | 1.362 | 1.324 | 1.324 | 1.324 | 1.324 | 1.324 | 1.324 | 1.324 | 1.324
Elstree 3&4 | Renewable Engines (Landfill Gas, Sewage Gas, Biogas) | Gen_BB004 |  | MW | HolisticTransition | 2 | 3.2 | 4.4 | 5.6 | 5.765 | 5.944 | 6.004 | 6.152 | 6.182 | 6.212 | 6.272 | 6.421 | 6.379 | 6.337 | 6.352 | 6.472 | 6.635 | 6.725 | 6.741 | 6.756 | 6.875 | 6.935 | 7.025 | 7.113 | 7.188 | 7.278 | 7.397
Elstree 3&4 | Renewable Engines (Landfill Gas, Sewage Gas, Biogas) | Gen_BB004 |  | MW | FallingBehind | 2 | 2.289 | 2.564 | 2.77 | 2.724 | 2.694 | 2.633 | 2.496 | 2.313 | 2.085 | 1.933 | 1.917 | 1.659 | 1.385 | 1.263 | 1.248 | 1.233 | 1.233 | 1.141 | 1.004 | 1.004 | 1.004 | 0.989 | 0.989 | 0.989 | 0.989 | 0.989
Elstree 3&4 | Renewable Engines (Landfill Gas, Sewage Gas, Biogas) | Gen_BB004 |  | MW | ElectricEngagement | 2 | 3.2 | 4.4 | 5.6 | 5.765 | 5.944 | 6.004 | 6.152 | 6.182 | 6.212 | 6.272 | 6.421 | 6.379 | 6.337 | 6.352 | 6.472 | 6.635 | 6.725 | 6.741 | 6.756 | 6.875 | 6.935 | 7.025 | 7.113 | 7.188 | 7.278 | 7.397
Elstree 3&4 | Renewable Engines (Landfill Gas, Sewage Gas, Biogas) | Gen_BB004 |  | MW | HydrogenEvolution | 2 | 2.8 | 3.6 | 4.4 | 4.4 | 4.432 | 4.432 | 4.409 | 4.237 | 4.051 | 3.888 | 3.888 | 3.772 | 3.445 | 3.329 | 3.329 | 3.329 | 3.329 | 3.329 | 3.236 | 3.236 | 3.236 | 3.236 | 3.236 | 3.236 | 3.236 | 3.236
Grendon | Renewable Engines (Landfill Gas, Sewage Gas, Biogas) | Gen_BB004 |  | MW | HolisticTransition | 0 | 0 | 0 | 0 | 0 | 0 | 0 | 0 | 0 | 0 | 0 | 0 | 0 | 0 | 0 | 0 | 0 | 0 | 0 | 0 | 0 | 0 | 0 | 0 | 0 | 0 | 0
Grendon | Renewable Engines (Landfill Gas, Sewage Gas, Biogas) | Gen_BB004 |  | MW | FallingBehind | 0 | 0 | 0 | 0 | 0 | 0 | 0 | 0 | 0 | 0 | 0 | 0 | 0 | 0 | 0 | 0 | 0 | 0 | 0 | 0 | 0 | 0 | 0 | 0 | 0 | 0 | 0
Grendon | Renewable Engines (Landfill Gas, Sewage Gas, Biogas) | Gen_BB004 |  | MW | ElectricEngagement | 0 | 0 | 0 | 0 | 0 | 0 | 0 | 0 | 0 | 0 | 0 | 0 | 0 | 0 | 0 | 0 | 0 | 0 | 0 | 0 | 0 | 0 | 0 | 0 | 0 | 0 | 0
Grendon | Renewable Engines (Landfill Gas, Sewage Gas, Biogas) | Gen_BB004 |  | MW | HydrogenEvolution | 0 | 0 | 0 | 0 | 0 | 0 | 0 | 0 | 0 | 0 | 0 | 0 | 0 | 0 | 0 | 0 | 0 | 0 | 0 | 0 | 0 | 0 | 0 | 0 | 0 | 0 | 0
Mill Hill and Hendon | Renewable Engines (Landfill Gas, Sewage Gas, Biogas) | Gen_BB004 |  | MW | HolisticTransition | 0 | 0 | 0 | 0 | 0 | 0 | 0 | 0 | 0 | 0 | 0 | 0 | 0 | 0 | 0 | 0 | 0 | 0 | 0 | 0 | 0 | 0 | 0 | 0 | 0 | 0 | 0
Mill Hill and Hendon | Renewable Engines (Landfill Gas, Sewage Gas, Biogas) | Gen_BB004 |  | MW | FallingBehind | 0 | 0 | 0 | 0 | 0 | 0 | 0 | 0 | 0 | 0 | 0 | 0 | 0 | 0 | 0 | 0 | 0 | 0 | 0 | 0 | 0 | 0 | 0 | 0 | 0 | 0 | 0
Mill Hill and Hendon | Renewable Engines (Landfill Gas, Sewage Gas, Biogas) | Gen_BB004 |  | MW | ElectricEngagement | 0 | 0 | 0 | 0 | 0 | 0 | 0 | 0 | 0 | 0 | 0 | 0 | 0 | 0 | 0 | 0 | 0 | 0 | 0 | 0 | 0 | 0 | 0 | 0 | 0 | 0 | 0
Mill Hill and Hendon | Renewable Engines (Landfill Gas, Sewage Gas, Biogas) | Gen_BB004 |  | MW | HydrogenEvolution | 0 | 0 | 0 | 0 | 0 | 0 | 0 | 0 | 0 | 0 | 0 | 0 | 0 | 0 | 0 | 0 | 0 | 0 | 0 | 0 | 0 | 0 | 0 | 0 | 0 | 0 | 0
Norwich | Renewable Engines (Landfill Gas, Sewage Gas, Biogas) | Gen_BB004 |  | MW | HolisticTransition | 15.761 | 15.761 | 15.761 | 15.761 | 15.999 | 16.26 | 16.346 | 16.564 | 16.608 | 16.651 | 16.738 | 16.957 | 16.888 | 16.826 | 16.845 | 17.018 | 17.256 | 17.386 | 17.412 | 17.431 | 17.605 | 17.693 | 17.823 | 17.953 | 18.061 | 18.192 | 18.366
Norwich | Renewable Engines (Landfill Gas, Sewage Gas, Biogas) | Gen_BB004 |  | MW | FallingBehind | 15.761 | 15.857 | 15.857 | 15.59 | 15.333 | 15.162 | 14.819 | 14.048 | 13.02 | 11.735 | 10.879 | 10.793 | 9.337 | 7.795 | 7.11 | 7.024 | 6.938 | 6.938 | 6.424 | 5.654 | 5.654 | 5.654 | 5.568 | 5.568 | 5.568 | 5.568 | 5.568
Norwich | Renewable Engines (Landfill Gas, Sewage Gas, Biogas) | Gen_BB004 |  | MW | ElectricEngagement | 15.761 | 15.761 | 15.761 | 15.761 | 15.999 | 16.26 | 16.346 | 16.564 | 16.608 | 16.651 | 16.738 | 16.957 | 16.888 | 16.826 | 16.845 | 17.018 | 17.256 | 17.386 | 17.412 | 17.431 | 17.605 | 17.693 | 17.823 | 17.953 | 18.061 | 18.192 | 18.366
Norwich | Renewable Engines (Landfill Gas, Sewage Gas, Biogas) | Gen_BB004 |  | MW | HydrogenEvolution | 15.761 | 15.761 | 15.761 | 15.761 | 15.761 | 15.808 | 15.808 | 15.761 | 15.178 | 14.51 | 13.927 | 13.927 | 13.51 | 12.342 | 11.925 | 11.925 | 11.925 | 11.925 | 11.925 | 11.591 | 11.591 | 11.591 | 11.591 | 11.591 | 11.591 | 11.591 | 11.591
Pelham and Wymondley | Renewable Engines (Landfill Gas, Sewage Gas, Biogas) | Gen_BB004 |  | MW | HolisticTransition | 25.53 | 0 | 0 | 0 | 0 | 0 | 0 | 0 | 0 | 0 | 0 | 0 | 0 | 0 | 0 | 0 | 0 | 0 | 0 | 0 | 0 | 0 | 0 | 0 | 0 | 0 | 0
Pelham and Wymondley | Renewable Engines (Landfill Gas, Sewage Gas, Biogas) | Gen_BB004 |  | MW | FallingBehind | 25.53 | 0 | 0 | 0 | 0 | 0 | 0 | 0 | 0 | 0 | 0 | 0 | 0 | 0 | 0 | 0 | 0 | 0 | 0 | 0 | 0 | 0 | 0 | 0 | 0 | 0 | 0
Pelham and Wymondley | Renewable Engines (Landfill Gas, Sewage Gas, Biogas) | Gen_BB004 |  | MW | ElectricEngagement | 25.53 | 0 | 0 | 0 | 0 | 0 | 0 | 0 | 0 | 0 | 0 | 0 | 0 | 0 | 0 | 0 | 0 | 0 | 0 | 0 | 0 | 0 | 0 | 0 | 0 | 0 | 0
Pelham and Wymondley | Renewable Engines (Landfill Gas, Sewage Gas, Biogas) | Gen_BB004 |  | MW | HydrogenEvolution | 25.53 | 0 | 0 | 0 | 0 | 0 | 0 | 0 | 0 | 0 | 0 | 0 | 0 | 0 | 0 | 0 | 0 | 0 | 0 | 0 | 0 | 0 | 0 | 0 | 0 | 0 | 0
Pelham and Wymondley and Twinstead Green | Renewable Engines (Landfill Gas, Sewage Gas, Biogas) | Gen_BB004 |  | MW | HolisticTransition | 0 | 25.53 | 25.53 | 25.53 | 25.542 | 25.555 | 25.559 | 25.569 | 25.572 | 25.573 | 25.578 | 25.589 | 25.586 | 25.582 | 25.583 | 25.592 | 25.604 | 25.61 | 25.611 | 25.612 | 25.621 | 25.625 | 25.632 | 25.638 | 25.643 | 25.65 | 25.658
Pelham and Wymondley and Twinstead Green | Renewable Engines (Landfill Gas, Sewage Gas, Biogas) | Gen_BB004 |  | MW | FallingBehind | 0 | 25.535 | 25.535 | 25.253 | 24.837 | 24.559 | 24.004 | 22.755 | 21.09 | 19.009 | 17.621 | 17.483 | 15.124 | 12.626 | 11.517 | 11.378 | 11.239 | 11.239 | 10.406 | 9.158 | 9.158 | 9.158 | 9.019 | 9.019 | 9.019 | 9.019 | 9.019
Pelham and Wymondley and Twinstead Green | Renewable Engines (Landfill Gas, Sewage Gas, Biogas) | Gen_BB004 |  | MW | ElectricEngagement | 0 | 25.53 | 25.53 | 25.53 | 25.542 | 25.555 | 25.559 | 25.569 | 25.572 | 25.573 | 25.578 | 25.589 | 25.586 | 25.582 | 25.583 | 25.592 | 25.604 | 25.61 | 25.611 | 25.612 | 25.621 | 25.625 | 25.632 | 25.638 | 25.643 | 25.65 | 25.658
Pelham and Wymondley and Twinstead Green | Renewable Engines (Landfill Gas, Sewage Gas, Biogas) | Gen_BB004 |  | MW | HydrogenEvolution | 0 | 25.53 | 25.53 | 25.53 | 25.53 | 25.533 | 25.533 | 25.53 | 24.585 | 23.504 | 22.559 | 22.559 | 21.883 | 19.992 | 19.316 | 19.316 | 19.316 | 19.316 | 19.316 | 18.776 | 18.776 | 18.776 | 18.776 | 18.776 | 18.776 | 18.776 | 18.776
Rayleigh | Renewable Engines (Landfill Gas, Sewage Gas, Biogas) | Gen_BB004 |  | MW | HolisticTransition | 12.553 | 12.553 | 12.553 | 12.553 | 12.592 | 12.633 | 12.647 | 12.681 | 12.69 | 12.696 | 12.71 | 12.744 | 12.734 | 12.724 | 12.727 | 12.755 | 12.793 | 12.814 | 12.818 | 12.821 | 12.849 | 12.862 | 12.884 | 12.905 | 12.922 | 12.943 | 12.971
Rayleigh | Renewable Engines (Landfill Gas, Sewage Gas, Biogas) | Gen_BB004 |  | MW | FallingBehind | 12.553 | 12.569 | 12.569 | 12.417 | 12.212 | 12.076 | 11.803 | 11.189 | 10.37 | 9.347 | 8.665 | 8.596 | 7.437 | 6.208 | 5.663 | 5.595 | 5.526 | 5.526 | 5.117 | 4.503 | 4.503 | 4.503 | 4.435 | 4.435 | 4.435 | 4.435 | 4.435
Rayleigh | Renewable Engines (Landfill Gas, Sewage Gas, Biogas) | Gen_BB004 |  | MW | ElectricEngagement | 12.553 | 12.553 | 12.553 | 12.553 | 12.592 | 12.633 | 12.647 | 12.681 | 12.69 | 12.696 | 12.71 | 12.744 | 12.734 | 12.724 | 12.727 | 12.755 | 12.793 | 12.814 | 12.818 | 12.821 | 12.849 | 12.862 | 12.884 | 12.905 | 12.922 | 12.943 | 12.971
Rayleigh | Renewable Engines (Landfill Gas, Sewage Gas, Biogas) | Gen_BB004 |  | MW | HydrogenEvolution | 12.553 | 12.553 | 12.553 | 12.553 | 12.553 | 12.561 | 12.561 | 12.553 | 12.088 | 11.557 | 11.092 | 11.092 | 10.76 | 9.83 | 9.498 | 9.498 | 9.498 | 9.498 | 9.498 | 9.232 | 9.232 | 9.232 | 9.232 | 9.232 | 9.232 | 9.232 | 9.232
Rye House | Renewable Engines (Landfill Gas, Sewage Gas, Biogas) | Gen_BB004 |  | MW | HolisticTransition | 25.193 | 25.193 | 25.193 | 25.193 | 25.423 | 25.674 | 25.757 | 25.967 | 26.008 | 26.05 | 26.134 | 26.344 | 26.281 | 26.218 | 26.238 | 26.406 | 26.636 | 26.76 | 26.782 | 26.802 | 26.97 | 27.054 | 27.18 | 27.305 | 27.408 | 27.535 | 27.703
Rye House | Renewable Engines (Landfill Gas, Sewage Gas, Biogas) | Gen_BB004 |  | MW | FallingBehind | 25.193 | 25.285 | 25.285 | 24.92 | 24.509 | 24.235 | 23.688 | 22.455 | 20.812 | 18.759 | 17.389 | 17.252 | 14.924 | 12.46 | 11.365 | 11.228 | 11.09 | 11.09 | 10.269 | 9.037 | 9.037 | 9.037 | 8.9 | 8.9 | 8.9 | 8.9 | 8.9
Rye House | Renewable Engines (Landfill Gas, Sewage Gas, Biogas) | Gen_BB004 |  | MW | ElectricEngagement | 25.193 | 25.193 | 25.193 | 25.193 | 25.423 | 25.674 | 25.757 | 25.967 | 26.008 | 26.05 | 26.134 | 26.344 | 26.281 | 26.218 | 26.238 | 26.406 | 26.636 | 26.76 | 26.782 | 26.802 | 26.97 | 27.054 | 27.18 | 27.305 | 27.408 | 27.535 | 27.703
Rye House | Renewable Engines (Landfill Gas, Sewage Gas, Biogas) | Gen_BB004 |  | MW | HydrogenEvolution | 25.193 | 25.193 | 25.193 | 25.193 | 25.193 | 25.239 | 25.239 | 25.193 | 24.261 | 23.194 | 22.261 | 22.261 | 21.595 | 19.728 | 19.061 | 19.061 | 19.061 | 19.061 | 19.061 | 18.528 | 18.528 | 18.528 | 18.528 | 18.528 | 18.528 | 18.528 | 18.528
Sundon | Renewable Engines (Landfill Gas, Sewage Gas, Biogas) | Gen_BB004 |  | MW | HolisticTransition | 34.16 | 29.689 | 29.689 | 29.689 | 29.7 | 29.712 | 29.716 | 29.726 | 29.728 | 29.73 | 29.734 | 29.744 | 29.74 | 29.738 | 29.739 | 29.746 | 29.757 | 29.763 | 29.764 | 29.765 | 29.773 | 29.777 | 29.783 | 29.788 | 29.793 | 29.8 | 29.807
Sundon | Renewable Engines (Landfill Gas, Sewage Gas, Biogas) | Gen_BB004 |  | MW | FallingBehind | 34.16 | 29.693 | 29.693 | 29.367 | 28.883 | 28.56 | 27.915 | 26.462 | 24.526 | 22.106 | 20.492 | 20.331 | 17.588 | 14.683 | 13.393 | 13.231 | 13.07 | 13.07 | 12.101 | 10.65 | 10.65 | 10.65 | 10.488 | 10.488 | 10.488 | 10.488 | 10.488
Sundon | Renewable Engines (Landfill Gas, Sewage Gas, Biogas) | Gen_BB004 |  | MW | ElectricEngagement | 34.16 | 29.689 | 29.689 | 29.689 | 29.7 | 29.712 | 29.716 | 29.726 | 29.728 | 29.73 | 29.734 | 29.744 | 29.74 | 29.738 | 29.739 | 29.746 | 29.757 | 29.763 | 29.764 | 29.765 | 29.773 | 29.777 | 29.783 | 29.788 | 29.793 | 29.8 | 29.807
Sundon | Renewable Engines (Landfill Gas, Sewage Gas, Biogas) | Gen_BB004 |  | MW | HydrogenEvolution | 34.16 | 29.689 | 29.689 | 29.689 | 29.689 | 29.691 | 29.691 | 29.689 | 28.59 | 27.333 | 26.234 | 26.234 | 25.448 | 23.248 | 22.463 | 22.463 | 22.463 | 22.463 | 22.463 | 21.835 | 21.835 | 21.835 | 21.835 | 21.835 | 21.835 | 21.835 | 21.835
Tilbury 1&7 | Renewable Engines (Landfill Gas, Sewage Gas, Biogas) | Gen_BB004 |  | MW | HolisticTransition | 7.89 | 7.89 | 7.89 | 7.89 | 8.107 | 8.342 | 8.421 | 8.618 | 8.657 | 8.696 | 8.775 | 8.972 | 8.913 | 8.854 | 8.873 | 9.031 | 9.247 | 9.366 | 9.385 | 9.405 | 9.562 | 9.64 | 9.759 | 9.877 | 9.975 | 10.093 | 10.25
Tilbury 1&7 | Renewable Engines (Landfill Gas, Sewage Gas, Biogas) | Gen_BB004 |  | MW | FallingBehind | 7.89 | 7.976 | 7.976 | 7.804 | 7.676 | 7.59 | 7.418 | 7.033 | 6.518 | 5.875 | 5.446 | 5.403 | 4.674 | 3.902 | 3.559 | 3.516 | 3.473 | 3.473 | 3.216 | 2.83 | 2.83 | 2.83 | 2.787 | 2.787 | 2.787 | 2.787 | 2.787
Tilbury 1&7 | Renewable Engines (Landfill Gas, Sewage Gas, Biogas) | Gen_BB004 |  | MW | ElectricEngagement | 7.89 | 7.89 | 7.89 | 7.89 | 8.107 | 8.342 | 8.421 | 8.618 | 8.657 | 8.696 | 8.775 | 8.972 | 8.913 | 8.854 | 8.873 | 9.031 | 9.247 | 9.366 | 9.385 | 9.405 | 9.562 | 9.64 | 9.759 | 9.877 | 9.975 | 10.093 | 10.25
Tilbury 1&7 | Renewable Engines (Landfill Gas, Sewage Gas, Biogas) | Gen_BB004 |  | MW | HydrogenEvolution | 7.89 | 7.89 | 7.89 | 7.89 | 7.89 | 7.932 | 7.932 | 7.89 | 7.598 | 7.264 | 6.972 | 6.972 | 6.763 | 6.178 | 5.97 | 5.97 | 5.97 | 5.97 | 5.97 | 5.803 | 5.803 | 5.803 | 5.803 | 5.803 | 5.803 | 5.803 | 5.803
Tilbury 2&8 | Renewable Engines (Landfill Gas, Sewage Gas, Biogas) | Gen_BB004 |  | MW | HolisticTransition | 21 | 21 | 21 | 21 | 21.563 | 22.177 | 22.382 | 22.895 | 22.998 | 23.1 | 23.305 | 23.817 | 23.663 | 23.509 | 23.56 | 23.97 | 24.533 | 24.84 | 24.891 | 24.943 | 25.352 | 25.557 | 25.864 | 26.171 | 26.427 | 26.736 | 27.145
Tilbury 2&8 | Renewable Engines (Landfill Gas, Sewage Gas, Biogas) | Gen_BB004 |  | MW | FallingBehind | 21 | 21.228 | 21.228 | 20.772 | 20.43 | 20.201 | 19.745 | 18.718 | 17.348 | 15.636 | 14.495 | 14.381 | 12.44 | 10.386 | 9.473 | 9.359 | 9.244 | 9.244 | 8.56 | 7.533 | 7.533 | 7.533 | 7.419 | 7.419 | 7.419 | 7.419 | 7.419
Tilbury 2&8 | Renewable Engines (Landfill Gas, Sewage Gas, Biogas) | Gen_BB004 |  | MW | ElectricEngagement | 21 | 21 | 21 | 21 | 21.563 | 22.177 | 22.382 | 22.895 | 22.998 | 23.1 | 23.305 | 23.817 | 23.663 | 23.509 | 23.56 | 23.97 | 24.533 | 24.84 | 24.891 | 24.943 | 25.352 | 25.557 | 25.864 | 26.171 | 26.427 | 26.736 | 27.145
Tilbury 2&8 | Renewable Engines (Landfill Gas, Sewage Gas, Biogas) | Gen_BB004 |  | MW | HydrogenEvolution | 21 | 21.001 | 21.001 | 21 | 21 | 21.109 | 21.109 | 21 | 20.222 | 19.334 | 18.556 | 18.556 | 18 | 16.444 | 15.889 | 15.889 | 15.889 | 15.889 | 15.889 | 15.444 | 15.444 | 15.444 | 15.444 | 15.444 | 15.444 | 15.444 | 15.444
Tottenham | Renewable Engines (Landfill Gas, Sewage Gas, Biogas) | Gen_BB004 |  | MW | HolisticTransition | 1.5 | 1.5 | 1.5 | 1.5 | 1.5 | 1.5 | 1.5 | 1.5 | 1.5 | 1.5 | 1.5 | 1.5 | 1.5 | 1.5 | 1.5 | 1.5 | 1.5 | 1.5 | 1.5 | 1.5 | 1.5 | 1.5 | 1.5 | 1.5 | 1.5 | 1.5 | 1.5
Tottenham | Renewable Engines (Landfill Gas, Sewage Gas, Biogas) | Gen_BB004 |  | MW | FallingBehind | 1.5 | 1.5 | 1.5 | 1.484 | 1.459 | 1.443 | 1.41 | 1.337 | 1.239 | 1.117 | 1.035 | 1.027 | 0.889 | 0.742 | 0.677 | 0.668 | 0.66 | 0.66 | 0.611 | 0.538 | 0.538 | 0.538 | 0.53 | 0.53 | 0.53 | 0.53 | 0.53
Tottenham | Renewable Engines (Landfill Gas, Sewage Gas, Biogas) | Gen_BB004 |  | MW | ElectricEngagement | 1.5 | 1.5 | 1.5 | 1.5 | 1.5 | 1.5 | 1.5 | 1.5 | 1.5 | 1.5 | 1.5 | 1.5 | 1.5 | 1.5 | 1.5 | 1.5 | 1.5 | 1.5 | 1.5 | 1.5 | 1.5 | 1.5 | 1.5 | 1.5 | 1.5 | 1.5 | 1.5
Tottenham | Renewable Engines (Landfill Gas, Sewage Gas, Biogas) | Gen_BB004 |  | MW | HydrogenEvolution | 1.5 | 1.5 | 1.5 | 1.5 | 1.5 | 1.5 | 1.5 | 1.5 | 1.444 | 1.381 | 1.325 | 1.325 | 1.286 | 1.175 | 1.135 | 1.135 | 1.135 | 1.135 | 1.135 | 1.103 | 1.103 | 1.103 | 1.103 | 1.103 | 1.103 | 1.103 | 1.103
Walpole | Renewable Engines (Landfill Gas, Sewage Gas, Biogas) | Gen_BB004 |  | MW | HolisticTransition | 81.491 | 81.491 | 81.491 | 81.491 | 83 | 84.645 | 85.195 | 86.566 | 86.841 | 87.113 | 87.664 | 89.032 | 88.621 | 88.21 | 88.347 | 89.443 | 90.95 | 91.774 | 91.912 | 92.049 | 93.147 | 93.695 | 94.518 | 95.341 | 96.026 | 96.849 | 97.946
Walpole | Renewable Engines (Landfill Gas, Sewage Gas, Biogas) | Gen_BB004 |  | MW | FallingBehind | 81.491 | 82.097 | 82.097 | 80.607 | 79.278 | 78.393 | 76.621 | 72.635 | 67.32 | 60.677 | 56.247 | 55.805 | 48.275 | 40.303 | 36.761 | 36.318 | 35.874 | 35.874 | 33.216 | 29.232 | 29.232 | 29.232 | 28.788 | 28.788 | 28.788 | 28.788 | 28.788
Walpole | Renewable Engines (Landfill Gas, Sewage Gas, Biogas) | Gen_BB004 |  | MW | ElectricEngagement | 81.491 | 81.491 | 81.491 | 81.491 | 83 | 84.645 | 85.195 | 86.566 | 86.841 | 87.113 | 87.664 | 89.032 | 88.621 | 88.21 | 88.347 | 89.443 | 90.95 | 91.774 | 91.912 | 92.049 | 93.147 | 93.695 | 94.518 | 95.341 | 96.026 | 96.849 | 97.946
Walpole | Renewable Engines (Landfill Gas, Sewage Gas, Biogas) | Gen_BB004 |  | MW | HydrogenEvolution | 81.491 | 81.491 | 81.491 | 81.491 | 81.491 | 81.786 | 81.786 | 81.491 | 78.474 | 75.025 | 72.008 | 72.008 | 69.851 | 63.813 | 61.657 | 61.657 | 61.657 | 61.657 | 61.657 | 59.933 | 59.933 | 59.933 | 59.933 | 59.933 | 59.933 | 59.933 | 59.933
Warley | Renewable Engines (Landfill Gas, Sewage Gas, Biogas) | Gen_BB004 |  | MW | HolisticTransition | 40.34 | 40.34 | 40.34 | 40.34 | 40.504 | 40.685 | 40.745 | 40.895 | 40.925 | 40.955 | 41.015 | 41.165 | 41.12 | 41.074 | 41.089 | 41.21 | 41.375 | 41.464 | 41.48 | 41.495 | 41.614 | 41.675 | 41.765 | 41.855 | 41.93 | 42.02 | 42.14
Warley | Renewable Engines (Landfill Gas, Sewage Gas, Biogas) | Gen_BB004 |  | MW | FallingBehind | 40.34 | 40.412 | 40.414 | 39.902 | 39.244 | 38.806 | 37.929 | 35.956 | 33.325 | 30.036 | 27.843 | 27.625 | 23.897 | 19.951 | 18.198 | 17.978 | 17.758 | 17.758 | 16.442 | 14.47 | 14.47 | 14.47 | 14.251 | 14.251 | 14.251 | 14.251 | 14.251
Warley | Renewable Engines (Landfill Gas, Sewage Gas, Biogas) | Gen_BB004 |  | MW | ElectricEngagement | 40.34 | 40.34 | 40.34 | 40.34 | 40.504 | 40.685 | 40.745 | 40.895 | 40.925 | 40.955 | 41.015 | 41.165 | 41.12 | 41.074 | 41.089 | 41.21 | 41.375 | 41.464 | 41.48 | 41.495 | 41.614 | 41.675 | 41.765 | 41.855 | 41.93 | 42.02 | 42.14
Warley | Renewable Engines (Landfill Gas, Sewage Gas, Biogas) | Gen_BB004 |  | MW | HydrogenEvolution | 40.34 | 40.345 | 40.348 | 40.34 | 40.34 | 40.372 | 40.372 | 40.34 | 38.846 | 37.139 | 35.645 | 35.645 | 34.578 | 31.589 | 30.522 | 30.522 | 30.522 | 30.522 | 30.522 | 29.668 | 29.668 | 29.668 | 29.668 | 29.668 | 29.668 | 29.668 | 29.668
Watford South 2 and 4 | Renewable Engines (Landfill Gas, Sewage Gas, Biogas) | Gen_BB004 |  | MW | HolisticTransition | 0 | 0 | 0 | 0 | 0.018 | 0.038 | 0.045 | 0.061 | 0.065 | 0.068 | 0.075 | 0.091 | 0.086 | 0.081 | 0.083 | 0.096 | 0.114 | 0.124 | 0.126 | 0.128 | 0.141 | 0.148 | 0.158 | 0.167 | 0.176 | 0.186 | 0.199
Watford South 2 and 4 | Renewable Engines (Landfill Gas, Sewage Gas, Biogas) | Gen_BB004 |  | MW | FallingBehind | 0 | 0.007 | 0.007 | 0 | 0 | 0 | 0 | 0 | 0 | 0 | 0 | 0 | 0 | 0 | 0 | 0 | 0 | 0 | 0 | 0 | 0 | 0 | 0 | 0 | 0 | 0 | 0
Watford South 2 and 4 | Renewable Engines (Landfill Gas, Sewage Gas, Biogas) | Gen_BB004 |  | MW | ElectricEngagement | 0 | 0 | 0 | 0 | 0.018 | 0.038 | 0.045 | 0.061 | 0.065 | 0.068 | 0.075 | 0.091 | 0.086 | 0.081 | 0.083 | 0.096 | 0.114 | 0.124 | 0.126 | 0.128 | 0.141 | 0.148 | 0.158 | 0.167 | 0.176 | 0.186 | 0.199
Watford South 2 and 4 | Renewable Engines (Landfill Gas, Sewage Gas, Biogas) | Gen_BB004 |  | MW | HydrogenEvolution | 0 | 0 | 0 | 0 | 0 | 0.004 | 0.004 | 0 | 0 | 0 | 0 | 0 | 0 | 0 | 0 | 0 | 0 | 0 | 0 | 0 | 0 | 0 | 0 | 0 | 0 | 0 | 0
West Thurrock | Renewable Engines (Landfill Gas, Sewage Gas, Biogas) | Gen_BB004 |  | MW | HolisticTransition | 4.45 | 4.45 | 4.45 | 4.45 | 4.451 | 4.452 | 4.453 | 4.454 | 4.454 | 4.454 | 4.454 | 4.455 | 4.455 | 4.455 | 4.455 | 4.456 | 4.457 | 4.457 | 4.457 | 4.457 | 4.458 | 4.459 | 4.459 | 4.46 | 4.46 | 4.461 | 4.461
West Thurrock | Renewable Engines (Landfill Gas, Sewage Gas, Biogas) | Gen_BB004 |  | MW | FallingBehind | 4.45 | 4.45 | 4.45 | 4.402 | 4.329 | 4.281 | 4.184 | 3.966 | 3.676 | 3.313 | 3.071 | 3.047 | 2.636 | 2.201 | 2.007 | 1.983 | 1.959 | 1.959 | 1.814 | 1.596 | 1.596 | 1.596 | 1.572 | 1.572 | 1.572 | 1.572 | 1.572
West Thurrock | Renewable Engines (Landfill Gas, Sewage Gas, Biogas) | Gen_BB004 |  | MW | ElectricEngagement | 4.45 | 4.45 | 4.45 | 4.45 | 4.451 | 4.452 | 4.453 | 4.454 | 4.454 | 4.454 | 4.454 | 4.455 | 4.455 | 4.455 | 4.455 | 4.456 | 4.457 | 4.457 | 4.457 | 4.457 | 4.458 | 4.459 | 4.459 | 4.46 | 4.46 | 4.461 | 4.461
West Thurrock | Renewable Engines (Landfill Gas, Sewage Gas, Biogas) | Gen_BB004 |  | MW | HydrogenEvolution | 4.45 | 4.45 | 4.45 | 4.45 | 4.45 | 4.45 | 4.45 | 4.45 | 4.285 | 4.097 | 3.932 | 3.932 | 3.814 | 3.485 | 3.367 | 3.367 | 3.367 | 3.367 | 3.367 | 3.273 | 3.273 | 3.273 | 3.273 | 3.273 | 3.273 | 3.273 | 3.273
Willesden | Renewable Engines (Landfill Gas, Sewage Gas, Biogas) | Gen_BB004 |  | MW | HolisticTransition | 0 | 0 | 0 | 0 | 0 | 0 | 0 | 0 | 0 | 0 | 0 | 0 | 0 | 0 | 0 | 0 | 0 | 0 | 0 | 0 | 0 | 0 | 0 | 0 | 0 | 0 | 0
Willesden | Renewable Engines (Landfill Gas, Sewage Gas, Biogas) | Gen_BB004 |  | MW | FallingBehind | 0 | 0 | 0 | 0 | 0 | 0 | 0 | 0 | 0 | 0 | 0 | 0 | 0 | 0 | 0 | 0 | 0 | 0 | 0 | 0 | 0 | 0 | 0 | 0 | 0 | 0 | 0
Willesden | Renewable Engines (Landfill Gas, Sewage Gas, Biogas) | Gen_BB004 |  | MW | ElectricEngagement | 0 | 0 | 0 | 0 | 0 | 0 | 0 | 0 | 0 | 0 | 0 | 0 | 0 | 0 | 0 | 0 | 0 | 0 | 0 | 0 | 0 | 0 | 0 | 0 | 0 | 0 | 0
Willesden | Renewable Engines (Landfill Gas, Sewage Gas, Biogas) | Gen_BB004 |  | MW | HydrogenEvolution | 0 | 0 | 0 | 0 | 0 | 0 | 0 | 0 | 0 | 0 | 0 | 0 | 0 | 0 | 0 | 0 | 0 | 0 | 0 | 0 | 0 | 0 | 0 | 0 | 0 | 0 | 0
Amersham | Non-renewable Engines (Diesel) (non CHP) | Gen_BB005 |  | MW | HolisticTransition | 7.231 | 7.231 | 7.231 | 0 | 0 | 0 | 0 | 0 | 0 | 0 | 0 | 0 | 0 | 0 | 0 | 0 | 0 | 0 | 0 | 0 | 0 | 0 | 0 | 0 | 0 | 0 | 0
Amersham | Non-renewable Engines (Diesel) (non CHP) | Gen_BB005 |  | MW | FallingBehind | 7.231 | 0.693 | 0.693 | 0 | 0 | 0 | 0 | 0 | 0 | 0 | 0 | 0 | 0 | 0 | 0 | 0 | 0 | 0 | 0 | 0 | 0 | 0 | 0 | 0 | 0 | 0 | 0
Amersham | Non-renewable Engines (Diesel) (non CHP) | Gen_BB005 |  | MW | ElectricEngagement | 7.231 | 0.935 | 0.935 | 0 | 0 | 0 | 0 | 0 | 0 | 0 | 0 | 0 | 0 | 0 | 0 | 0 | 0 | 0 | 0 | 0 | 0 | 0 | 0 | 0 | 0 | 0 | 0
Amersham | Non-renewable Engines (Diesel) (non CHP) | Gen_BB005 |  | MW | HydrogenEvolution | 7.231 | 0.935 | 0.935 | 0 | 0 | 0 | 0 | 0 | 0 | 0 | 0 | 0 | 0 | 0 | 0 | 0 | 0 | 0 | 0 | 0 | 0 | 0 | 0 | 0 | 0 | 0 | 0
Barking 132 | Non-renewable Engines (Diesel) (non CHP) | Gen_BB005 |  | MW | HolisticTransition | 0.133 | 0.133 | 0.133 | 0 | 0 | 0 | 0 | 0 | 0 | 0 | 0 | 0 | 0 | 0 | 0 | 0 | 0 | 0 | 0 | 0 | 0 | 0 | 0 | 0 | 0 | 0 | 0
Barking 132 | Non-renewable Engines (Diesel) (non CHP) | Gen_BB005 |  | MW | FallingBehind | 0.133 | 0.005 | 0.005 | 0 | 0 | 0 | 0 | 0 | 0 | 0 | 0 | 0 | 0 | 0 | 0 | 0 | 0 | 0 | 0 | 0 | 0 | 0 | 0 | 0 | 0 | 0 | 0
Barking 132 | Non-renewable Engines (Diesel) (non CHP) | Gen_BB005 |  | MW | ElectricEngagement | 0.133 | 0.097 | 0.097 | 0 | 0 | 0 | 0 | 0 | 0 | 0 | 0 | 0 | 0 | 0 | 0 | 0 | 0 | 0 | 0 | 0 | 0 | 0 | 0 | 0 | 0 | 0 | 0
Barking 132 | Non-renewable Engines (Diesel) (non CHP) | Gen_BB005 |  | MW | HydrogenEvolution | 0.133 | 0.097 | 0.097 | 0 | 0 | 0 | 0 | 0 | 0 | 0 | 0 | 0 | 0 | 0 | 0 | 0 | 0 | 0 | 0 | 0 | 0 | 0 | 0 | 0 | 0 | 0 | 0
Barking West (EPN) | Non-renewable Engines (Diesel) (non CHP) | Gen_BB005 |  | MW | HolisticTransition | 1.758 | 3.243 | 4.727 | 0 | 0 | 0 | 0 | 0 | 0 | 0 | 0 | 0 | 0 | 0 | 0 | 0 | 0 | 0 | 0 | 0 | 0 | 0 | 0 | 0 | 0 | 0 | 0
Barking West (EPN) | Non-renewable Engines (Diesel) (non CHP) | Gen_BB005 |  | MW | FallingBehind | 1.758 | 0.01 | 3.849 | 0 | 0 | 0 | 0 | 0 | 0 | 0 | 0 | 0 | 0 | 0 | 0 | 0 | 0 | 0 | 0 | 0 | 0 | 0 | 0 | 0 | 0 | 0 | 0
Barking West (EPN) | Non-renewable Engines (Diesel) (non CHP) | Gen_BB005 |  | MW | ElectricEngagement | 1.758 | 0.2 | 2.506 | 0 | 0 | 0 | 0 | 0 | 0 | 0 | 0 | 0 | 0 | 0 | 0 | 0 | 0 | 0 | 0 | 0 | 0 | 0 | 0 | 0 | 0 | 0 | 0
Barking West (EPN) | Non-renewable Engines (Diesel) (non CHP) | Gen_BB005 |  | MW | HydrogenEvolution | 1.758 | 0.2 | 2.506 | 0 | 0 | 0 | 0 | 0 | 0 | 0 | 0 | 0 | 0 | 0 | 0 | 0 | 0 | 0 | 0 | 0 | 0 | 0 | 0 | 0 | 0 | 0 | 0
Biggleswade | Non-renewable Engines (Diesel) (non CHP) | Gen_BB005 |  | MW | HolisticTransition | 0 | 0 | 0 | 0 | 0 | 0 | 0 | 0 | 0 | 0 | 0 | 0 | 0 | 0 | 0 | 0 | 0 | 0 | 0 | 0 | 0 | 0 | 0 | 0 | 0 | 0 | 0
Biggleswade | Non-renewable Engines (Diesel) (non CHP) | Gen_BB005 |  | MW | FallingBehind | 0 | 0 | 0 | 0 | 0 | 0 | 0 | 0 | 0 | 0 | 0 | 0 | 0 | 0 | 0 | 0 | 0 | 0 | 0 | 0 | 0 | 0 | 0 | 0 | 0 | 0 | 0
Biggleswade | Non-renewable Engines (Diesel) (non CHP) | Gen_BB005 |  | MW | ElectricEngagement | 0 | 0 | 0 | 0 | 0 | 0 | 0 | 0 | 0 | 0 | 0 | 0 | 0 | 0 | 0 | 0 | 0 | 0 | 0 | 0 | 0 | 0 | 0 | 0 | 0 | 0 | 0
Biggleswade | Non-renewable Engines (Diesel) (non CHP) | Gen_BB005 |  | MW | HydrogenEvolution | 0 | 0 | 0 | 0 | 0 | 0 | 0 | 0 | 0 | 0 | 0 | 0 | 0 | 0 | 0 | 0 | 0 | 0 | 0 | 0 | 0 | 0 | 0 | 0 | 0 | 0 | 0
Bourne | Non-renewable Engines (Diesel) (non CHP) | Gen_BB005 |  | MW | HolisticTransition | 0 | 0 | 0 | 0 | 0 | 0 | 0 | 0 | 0 | 0 | 0 | 0 | 0 | 0 | 0 | 0 | 0 | 0 | 0 | 0 | 0 | 0 | 0 | 0 | 0 | 0 | 0
Bourne | Non-renewable Engines (Diesel) (non CHP) | Gen_BB005 |  | MW | FallingBehind | 0 | 0 | 0 | 0 | 0 | 0 | 0 | 0 | 0 | 0 | 0 | 0 | 0 | 0 | 0 | 0 | 0 | 0 | 0 | 0 | 0 | 0 | 0 | 0 | 0 | 0 | 0
Bourne | Non-renewable Engines (Diesel) (non CHP) | Gen_BB005 |  | MW | ElectricEngagement | 0 | 0 | 0 | 0 | 0 | 0 | 0 | 0 | 0 | 0 | 0 | 0 | 0 | 0 | 0 | 0 | 0 | 0 | 0 | 0 | 0 | 0 | 0 | 0 | 0 | 0 | 0
Bourne | Non-renewable Engines (Diesel) (non CHP) | Gen_BB005 |  | MW | HydrogenEvolution | 0 | 0 | 0 | 0 | 0 | 0 | 0 | 0 | 0 | 0 | 0 | 0 | 0 | 0 | 0 | 0 | 0 | 0 | 0 | 0 | 0 | 0 | 0 | 0 | 0 | 0 | 0
Braintree | Non-renewable Engines (Diesel) (non CHP) | Gen_BB005 |  | MW | HolisticTransition | 0.004 | 0.004 | 0.004 | 0 | 0 | 0 | 0 | 0 | 0 | 0 | 0 | 0 | 0 | 0 | 0 | 0 | 0 | 0 | 0 | 0 | 0 | 0 | 0 | 0 | 0 | 0 | 0
Braintree | Non-renewable Engines (Diesel) (non CHP) | Gen_BB005 |  | MW | FallingBehind | 0.004 | 0 | 0 | 0 | 0 | 0 | 0 | 0 | 0 | 0 | 0 | 0 | 0 | 0 | 0 | 0 | 0 | 0 | 0 | 0 | 0 | 0 | 0 | 0 | 0 | 0 | 0
Braintree | Non-renewable Engines (Diesel) (non CHP) | Gen_BB005 |  | MW | ElectricEngagement | 0.004 | 0 | 0 | 0 | 0 | 0 | 0 | 0 | 0 | 0 | 0 | 0 | 0 | 0 | 0 | 0 | 0 | 0 | 0 | 0 | 0 | 0 | 0 | 0 | 0 | 0 | 0
Braintree | Non-renewable Engines (Diesel) (non CHP) | Gen_BB005 |  | MW | HydrogenEvolution | 0.004 | 0 | 0 | 0 | 0 | 0 | 0 | 0 | 0 | 0 | 0 | 0 | 0 | 0 | 0 | 0 | 0 | 0 | 0 | 0 | 0 | 0 | 0 | 0 | 0 | 0 | 0
Bramford | Non-renewable Engines (Diesel) (non CHP) | Gen_BB005 |  | MW | HolisticTransition | 174.121 | 174.121 | 174.121 | 0 | 0 | 0 | 0 | 0 | 0 | 0 | 0 | 0 | 0 | 0 | 0 | 0 | 0 | 0 | 0 | 0 | 0 | 0 | 0 | 0 | 0 | 0 | 0
Bramford | Non-renewable Engines (Diesel) (non CHP) | Gen_BB005 |  | MW | FallingBehind | 174.121 | 94.255 | 94.255 | 77.615 | 64.207 | 46.213 | 37.714 | 37.714 | 36.409 | 27.243 | 8.274 | 0.423 | 0 | 0 | 0 | 0 | 0 | 0 | 0 | 0 | 0 | 0 | 0 | 0 | 0 | 0 | 0
Bramford | Non-renewable Engines (Diesel) (non CHP) | Gen_BB005 |  | MW | ElectricEngagement | 174.121 | 97.229 | 97.229 | 74.255 | 49.122 | 28.182 | 16.755 | 9.135 | 0 | 0 | 0 | 0 | 0 | 0 | 0 | 0 | 0 | 0 | 0 | 0 | 0 | 0 | 0 | 0 | 0 | 0 | 0
Bramford | Non-renewable Engines (Diesel) (non CHP) | Gen_BB005 |  | MW | HydrogenEvolution | 174.121 | 97.229 | 97.229 | 74.255 | 49.122 | 28.182 | 16.755 | 9.135 | 0 | 0 | 0 | 0 | 0 | 0 | 0 | 0 | 0 | 0 | 0 | 0 | 0 | 0 | 0 | 0 | 0 | 0 | 0
Brimsdown (EPN) | Non-renewable Engines (Diesel) (non CHP) | Gen_BB005 |  | MW | HolisticTransition | 7.915 | 7.915 | 7.915 | 0 | 0 | 0 | 0 | 0 | 0 | 0 | 0 | 0 | 0 | 0 | 0 | 0 | 0 | 0 | 0 | 0 | 0 | 0 | 0 | 0 | 0 | 0 | 0
Brimsdown (EPN) | Non-renewable Engines (Diesel) (non CHP) | Gen_BB005 |  | MW | FallingBehind | 7.915 | 2.523 | 2.523 | 1.861 | 1.54 | 1.108 | 0.904 | 0.904 | 0.873 | 0.653 | 0.198 | 0.01 | 0 | 0 | 0 | 0 | 0 | 0 | 0 | 0 | 0 | 0 | 0 | 0 | 0 | 0 | 0
Brimsdown (EPN) | Non-renewable Engines (Diesel) (non CHP) | Gen_BB005 |  | MW | ElectricEngagement | 7.915 | 3.794 | 3.794 | 1.781 | 1.178 | 0.676 | 0.402 | 0.219 | 0 | 0 | 0 | 0 | 0 | 0 | 0 | 0 | 0 | 0 | 0 | 0 | 0 | 0 | 0 | 0 | 0 | 0 | 0
Brimsdown (EPN) | Non-renewable Engines (Diesel) (non CHP) | Gen_BB005 |  | MW | HydrogenEvolution | 7.915 | 3.794 | 3.794 | 1.781 | 1.178 | 0.676 | 0.402 | 0.219 | 0 | 0 | 0 | 0 | 0 | 0 | 0 | 0 | 0 | 0 | 0 | 0 | 0 | 0 | 0 | 0 | 0 | 0 | 0
Burwell | Non-renewable Engines (Diesel) (non CHP) | Gen_BB005 |  | MW | HolisticTransition | 1.441 | 1.441 | 1.441 | 0 | 0 | 0 | 0 | 0 | 0 | 0 | 0 | 0 | 0 | 0 | 0 | 0 | 0 | 0 | 0 | 0 | 0 | 0 | 0 | 0 | 0 | 0 | 0
Burwell | Non-renewable Engines (Diesel) (non CHP) | Gen_BB005 |  | MW | FallingBehind | 1.441 | 0.224 | 0.224 | 0.087 | 0.072 | 0.052 | 0.042 | 0.042 | 0.041 | 0.03 | 0.009 | 0 | 0 | 0 | 0 | 0 | 0 | 0 | 0 | 0 | 0 | 0 | 0 | 0 | 0 | 0 | 0
Burwell | Non-renewable Engines (Diesel) (non CHP) | Gen_BB005 |  | MW | ElectricEngagement | 1.441 | 0.27 | 0.27 | 0.083 | 0.055 | 0.032 | 0.019 | 0.01 | 0 | 0 | 0 | 0 | 0 | 0 | 0 | 0 | 0 | 0 | 0 | 0 | 0 | 0 | 0 | 0 | 0 | 0 | 0
Burwell | Non-renewable Engines (Diesel) (non CHP) | Gen_BB005 |  | MW | HydrogenEvolution | 1.441 | 0.27 | 0.27 | 0.083 | 0.055 | 0.032 | 0.019 | 0.01 | 0 | 0 | 0 | 0 | 0 | 0 | 0 | 0 | 0 | 0 | 0 | 0 | 0 | 0 | 0 | 0 | 0 | 0 | 0
Eaton Socon | Non-renewable Engines (Diesel) (non CHP) | Gen_BB005 |  | MW | HolisticTransition | 8.713 | 13.304 | 13.314 | 0 | 0 | 0 | 0 | 0 | 0 | 0 | 0 | 0 | 0 | 0 | 0 | 0 | 0 | 0 | 0 | 0 | 0 | 0 | 0 | 0 | 0 | 0 | 0
Eaton Socon | Non-renewable Engines (Diesel) (non CHP) | Gen_BB005 |  | MW | FallingBehind | 8.713 | 7.379 | 7.404 | 6.109 | 5.054 | 3.637 | 2.968 | 2.968 | 2.866 | 2.144 | 0.651 | 0.033 | 0 | 0 | 0 | 0 | 0 | 0 | 0 | 0 | 0 | 0 | 0 | 0 | 0 | 0 | 0
Eaton Socon | Non-renewable Engines (Diesel) (non CHP) | Gen_BB005 |  | MW | ElectricEngagement | 8.713 | 7.599 | 7.614 | 5.845 | 3.866 | 2.218 | 1.319 | 0.719 | 0 | 0 | 0 | 0 | 0 | 0 | 0 | 0 | 0 | 0 | 0 | 0 | 0 | 0 | 0 | 0 | 0 | 0 | 0
Eaton Socon | Non-renewable Engines (Diesel) (non CHP) | Gen_BB005 |  | MW | HydrogenEvolution | 8.713 | 7.599 | 7.614 | 5.845 | 3.866 | 2.218 | 1.319 | 0.719 | 0 | 0 | 0 | 0 | 0 | 0 | 0 | 0 | 0 | 0 | 0 | 0 | 0 | 0 | 0 | 0 | 0 | 0 | 0
Elstree 1&2 and 8&9 and Watford South 3A&3B | Non-renewable Engines (Diesel) (non CHP) | Gen_BB005 |  | MW | HolisticTransition | 82.522 | 82.522 | 82.522 | 0 | 0 | 0 | 0 | 0 | 0 | 0 | 0 | 0 | 0 | 0 | 0 | 0 | 0 | 0 | 0 | 0 | 0 | 0 | 0 | 0 | 0 | 0 | 0
Elstree 1&2 and 8&9 and Watford South 3A&3B | Non-renewable Engines (Diesel) (non CHP) | Gen_BB005 |  | MW | FallingBehind | 82.522 | 45.388 | 45.388 | 37.502 | 31.023 | 22.329 | 18.222 | 18.222 | 17.592 | 13.163 | 3.998 | 0.204 | 0 | 0 | 0 | 0 | 0 | 0 | 0 | 0 | 0 | 0 | 0 | 0 | 0 | 0 | 0
Elstree 1&2 and 8&9 and Watford South 3A&3B | Non-renewable Engines (Diesel) (non CHP) | Gen_BB005 |  | MW | ElectricEngagement | 82.522 | 46.771 | 46.771 | 35.878 | 23.735 | 13.617 | 8.096 | 4.414 | 0 | 0 | 0 | 0 | 0 | 0 | 0 | 0 | 0 | 0 | 0 | 0 | 0 | 0 | 0 | 0 | 0 | 0 | 0
Elstree 1&2 and 8&9 and Watford South 3A&3B | Non-renewable Engines (Diesel) (non CHP) | Gen_BB005 |  | MW | HydrogenEvolution | 82.522 | 46.771 | 46.771 | 35.878 | 23.735 | 13.617 | 8.096 | 4.414 | 0 | 0 | 0 | 0 | 0 | 0 | 0 | 0 | 0 | 0 | 0 | 0 | 0 | 0 | 0 | 0 | 0 | 0 | 0
Elstree 3&4 | Non-renewable Engines (Diesel) (non CHP) | Gen_BB005 |  | MW | HolisticTransition | 10.578 | 10.578 | 10.578 | 0 | 0 | 0 | 0 | 0 | 0 | 0 | 0 | 0 | 0 | 0 | 0 | 0 | 0 | 0 | 0 | 0 | 0 | 0 | 0 | 0 | 0 | 0 | 0
Elstree 3&4 | Non-renewable Engines (Diesel) (non CHP) | Gen_BB005 |  | MW | FallingBehind | 10.578 | 8.529 | 8.529 | 7.518 | 6.22 | 4.477 | 3.653 | 3.653 | 3.527 | 2.639 | 0.801 | 0.041 | 0 | 0 | 0 | 0 | 0 | 0 | 0 | 0 | 0 | 0 | 0 | 0 | 0 | 0 | 0
Elstree 3&4 | Non-renewable Engines (Diesel) (non CHP) | Gen_BB005 |  | MW | ElectricEngagement | 10.578 | 8.605 | 8.605 | 7.193 | 4.758 | 2.73 | 1.623 | 0.885 | 0 | 0 | 0 | 0 | 0 | 0 | 0 | 0 | 0 | 0 | 0 | 0 | 0 | 0 | 0 | 0 | 0 | 0 | 0
Elstree 3&4 | Non-renewable Engines (Diesel) (non CHP) | Gen_BB005 |  | MW | HydrogenEvolution | 10.578 | 8.605 | 8.605 | 7.193 | 4.758 | 2.73 | 1.623 | 0.885 | 0 | 0 | 0 | 0 | 0 | 0 | 0 | 0 | 0 | 0 | 0 | 0 | 0 | 0 | 0 | 0 | 0 | 0 | 0
Grendon | Non-renewable Engines (Diesel) (non CHP) | Gen_BB005 |  | MW | HolisticTransition | 0 | 0 | 0 | 0 | 0 | 0 | 0 | 0 | 0 | 0 | 0 | 0 | 0 | 0 | 0 | 0 | 0 | 0 | 0 | 0 | 0 | 0 | 0 | 0 | 0 | 0 | 0
Grendon | Non-renewable Engines (Diesel) (non CHP) | Gen_BB005 |  | MW | FallingBehind | 0 | 0 | 0 | 0 | 0 | 0 | 0 | 0 | 0 | 0 | 0 | 0 | 0 | 0 | 0 | 0 | 0 | 0 | 0 | 0 | 0 | 0 | 0 | 0 | 0 | 0 | 0
Grendon | Non-renewable Engines (Diesel) (non CHP) | Gen_BB005 |  | MW | ElectricEngagement | 0 | 0 | 0 | 0 | 0 | 0 | 0 | 0 | 0 | 0 | 0 | 0 | 0 | 0 | 0 | 0 | 0 | 0 | 0 | 0 | 0 | 0 | 0 | 0 | 0 | 0 | 0
Grendon | Non-renewable Engines (Diesel) (non CHP) | Gen_BB005 |  | MW | HydrogenEvolution | 0 | 0 | 0 | 0 | 0 | 0 | 0 | 0 | 0 | 0 | 0 | 0 | 0 | 0 | 0 | 0 | 0 | 0 | 0 | 0 | 0 | 0 | 0 | 0 | 0 | 0 | 0
Mill Hill and Hendon | Non-renewable Engines (Diesel) (non CHP) | Gen_BB005 |  | MW | HolisticTransition | 2.088 | 2.088 | 2.088 | 0 | 0 | 0 | 0 | 0 | 0 | 0 | 0 | 0 | 0 | 0 | 0 | 0 | 0 | 0 | 0 | 0 | 0 | 0 | 0 | 0 | 0 | 0 | 0
Mill Hill and Hendon | Non-renewable Engines (Diesel) (non CHP) | Gen_BB005 |  | MW | FallingBehind | 2.088 | 1.24 | 1.24 | 1.04 | 0.861 | 0.619 | 0.506 | 0.506 | 0.488 | 0.365 | 0.111 | 0.006 | 0 | 0 | 0 | 0 | 0 | 0 | 0 | 0 | 0 | 0 | 0 | 0 | 0 | 0 | 0
Mill Hill and Hendon | Non-renewable Engines (Diesel) (non CHP) | Gen_BB005 |  | MW | ElectricEngagement | 2.088 | 1.271 | 1.271 | 0.995 | 0.658 | 0.378 | 0.225 | 0.122 | 0 | 0 | 0 | 0 | 0 | 0 | 0 | 0 | 0 | 0 | 0 | 0 | 0 | 0 | 0 | 0 | 0 | 0 | 0
Mill Hill and Hendon | Non-renewable Engines (Diesel) (non CHP) | Gen_BB005 |  | MW | HydrogenEvolution | 2.088 | 1.271 | 1.271 | 0.995 | 0.658 | 0.378 | 0.225 | 0.122 | 0 | 0 | 0 | 0 | 0 | 0 | 0 | 0 | 0 | 0 | 0 | 0 | 0 | 0 | 0 | 0 | 0 | 0 | 0
Norwich | Non-renewable Engines (Diesel) (non CHP) | Gen_BB005 |  | MW | HolisticTransition | 10.484 | 10.535 | 10.586 | 0 | 0 | 0 | 0 | 0 | 0 | 0 | 0 | 0 | 0 | 0 | 0 | 0 | 0 | 0 | 0 | 0 | 0 | 0 | 0 | 0 | 0 | 0 | 0
Norwich | Non-renewable Engines (Diesel) (non CHP) | Gen_BB005 |  | MW | FallingBehind | 10.484 | 5.817 | 6.113 | 5.212 | 4.312 | 3.103 | 2.533 | 2.533 | 2.445 | 1.829 | 0.556 | 0.028 | 0 | 0 | 0 | 0 | 0 | 0 | 0 | 0 | 0 | 0 | 0 | 0 | 0 | 0 | 0
Norwich | Non-renewable Engines (Diesel) (non CHP) | Gen_BB005 |  | MW | ElectricEngagement | 10.484 | 5.868 | 6.011 | 4.654 | 3.079 | 1.766 | 1.05 | 0.573 | 0 | 0 | 0 | 0 | 0 | 0 | 0 | 0 | 0 | 0 | 0 | 0 | 0 | 0 | 0 | 0 | 0 | 0 | 0
Norwich | Non-renewable Engines (Diesel) (non CHP) | Gen_BB005 |  | MW | HydrogenEvolution | 10.484 | 5.868 | 6.011 | 4.654 | 3.079 | 1.766 | 1.05 | 0.573 | 0 | 0 | 0 | 0 | 0 | 0 | 0 | 0 | 0 | 0 | 0 | 0 | 0 | 0 | 0 | 0 | 0 | 0 | 0
Pelham and Wymondley | Non-renewable Engines (Diesel) (non CHP) | Gen_BB005 |  | MW | HolisticTransition | 9.192 | 0 | 0 | 0 | 0 | 0 | 0 | 0 | 0 | 0 | 0 | 0 | 0 | 0 | 0 | 0 | 0 | 0 | 0 | 0 | 0 | 0 | 0 | 0 | 0 | 0 | 0
Pelham and Wymondley | Non-renewable Engines (Diesel) (non CHP) | Gen_BB005 |  | MW | FallingBehind | 9.192 | 0 | 0 | 0 | 0 | 0 | 0 | 0 | 0 | 0 | 0 | 0 | 0 | 0 | 0 | 0 | 0 | 0 | 0 | 0 | 0 | 0 | 0 | 0 | 0 | 0 | 0
Pelham and Wymondley | Non-renewable Engines (Diesel) (non CHP) | Gen_BB005 |  | MW | ElectricEngagement | 9.192 | 0 | 0 | 0 | 0 | 0 | 0 | 0 | 0 | 0 | 0 | 0 | 0 | 0 | 0 | 0 | 0 | 0 | 0 | 0 | 0 | 0 | 0 | 0 | 0 | 0 | 0
Pelham and Wymondley | Non-renewable Engines (Diesel) (non CHP) | Gen_BB005 |  | MW | HydrogenEvolution | 9.192 | 0 | 0 | 0 | 0 | 0 | 0 | 0 | 0 | 0 | 0 | 0 | 0 | 0 | 0 | 0 | 0 | 0 | 0 | 0 | 0 | 0 | 0 | 0 | 0 | 0 | 0
Pelham and Wymondley and Twinstead Green | Non-renewable Engines (Diesel) (non CHP) | Gen_BB005 |  | MW | HolisticTransition | 0 | 9.632 | 10.072 | 0 | 0 | 0 | 0 | 0 | 0 | 0 | 0 | 0 | 0 | 0 | 0 | 0 | 0 | 0 | 0 | 0 | 0 | 0 | 0 | 0 | 0 | 0 | 0
Pelham and Wymondley and Twinstead Green | Non-renewable Engines (Diesel) (non CHP) | Gen_BB005 |  | MW | FallingBehind | 0 | 4.718 | 5.857 | 3.882 | 3.211 | 2.311 | 1.886 | 1.886 | 1.821 | 1.362 | 0.414 | 0.021 | 0 | 0 | 0 | 0 | 0 | 0 | 0 | 0 | 0 | 0 | 0 | 0 | 0 | 0 | 0
Pelham and Wymondley and Twinstead Green | Non-renewable Engines (Diesel) (non CHP) | Gen_BB005 |  | MW | ElectricEngagement | 0 | 4.868 | 5.552 | 3.714 | 2.457 | 1.409 | 0.838 | 0.457 | 0 | 0 | 0 | 0 | 0 | 0 | 0 | 0 | 0 | 0 | 0 | 0 | 0 | 0 | 0 | 0 | 0 | 0 | 0
Pelham and Wymondley and Twinstead Green | Non-renewable Engines (Diesel) (non CHP) | Gen_BB005 |  | MW | HydrogenEvolution | 0 | 4.868 | 5.552 | 3.714 | 2.457 | 1.409 | 0.838 | 0.457 | 0 | 0 | 0 | 0 | 0 | 0 | 0 | 0 | 0 | 0 | 0 | 0 | 0 | 0 | 0 | 0 | 0 | 0 | 0
Rayleigh | Non-renewable Engines (Diesel) (non CHP) | Gen_BB005 |  | MW | HolisticTransition | 17.746 | 17.746 | 17.746 | 0 | 0 | 0 | 0 | 0 | 0 | 0 | 0 | 0 | 0 | 0 | 0 | 0 | 0 | 0 | 0 | 0 | 0 | 0 | 0 | 0 | 0 | 0 | 0
Rayleigh | Non-renewable Engines (Diesel) (non CHP) | Gen_BB005 |  | MW | FallingBehind | 17.746 | 6.637 | 6.637 | 4.939 | 4.086 | 2.941 | 2.4 | 2.4 | 2.317 | 1.733 | 0.526 | 0.027 | 0 | 0 | 0 | 0 | 0 | 0 | 0 | 0 | 0 | 0 | 0 | 0 | 0 | 0 | 0
Rayleigh | Non-renewable Engines (Diesel) (non CHP) | Gen_BB005 |  | MW | ElectricEngagement | 17.746 | 7.05 | 7.05 | 4.725 | 3.126 | 1.793 | 1.066 | 0.581 | 0 | 0 | 0 | 0 | 0 | 0 | 0 | 0 | 0 | 0 | 0 | 0 | 0 | 0 | 0 | 0 | 0 | 0 | 0
Rayleigh | Non-renewable Engines (Diesel) (non CHP) | Gen_BB005 |  | MW | HydrogenEvolution | 17.746 | 7.05 | 7.05 | 4.725 | 3.126 | 1.793 | 1.066 | 0.581 | 0 | 0 | 0 | 0 | 0 | 0 | 0 | 0 | 0 | 0 | 0 | 0 | 0 | 0 | 0 | 0 | 0 | 0 | 0
Rye House | Non-renewable Engines (Diesel) (non CHP) | Gen_BB005 |  | MW | HolisticTransition | 3.255 | 3.255 | 3.255 | 0 | 0 | 0 | 0 | 0 | 0 | 0 | 0 | 0 | 0 | 0 | 0 | 0 | 0 | 0 | 0 | 0 | 0 | 0 | 0 | 0 | 0 | 0 | 0
Rye House | Non-renewable Engines (Diesel) (non CHP) | Gen_BB005 |  | MW | FallingBehind | 3.255 | 0.661 | 0.661 | 0.349 | 0.289 | 0.208 | 0.17 | 0.17 | 0.164 | 0.123 | 0.037 | 0.002 | 0 | 0 | 0 | 0 | 0 | 0 | 0 | 0 | 0 | 0 | 0 | 0 | 0 | 0 | 0
Rye House | Non-renewable Engines (Diesel) (non CHP) | Gen_BB005 |  | MW | ElectricEngagement | 3.255 | 0.759 | 0.759 | 0.334 | 0.221 | 0.127 | 0.075 | 0.041 | 0 | 0 | 0 | 0 | 0 | 0 | 0 | 0 | 0 | 0 | 0 | 0 | 0 | 0 | 0 | 0 | 0 | 0 | 0
Rye House | Non-renewable Engines (Diesel) (non CHP) | Gen_BB005 |  | MW | HydrogenEvolution | 3.255 | 0.759 | 0.759 | 0.334 | 0.221 | 0.127 | 0.075 | 0.041 | 0 | 0 | 0 | 0 | 0 | 0 | 0 | 0 | 0 | 0 | 0 | 0 | 0 | 0 | 0 | 0 | 0 | 0 | 0
Sundon | Non-renewable Engines (Diesel) (non CHP) | Gen_BB005 |  | MW | HolisticTransition | 75.206 | 70.704 | 70.784 | 0 | 0 | 0 | 0 | 0 | 0 | 0 | 0 | 0 | 0 | 0 | 0 | 0 | 0 | 0 | 0 | 0 | 0 | 0 | 0 | 0 | 0 | 0 | 0
Sundon | Non-renewable Engines (Diesel) (non CHP) | Gen_BB005 |  | MW | FallingBehind | 75.206 | 70.128 | 70.802 | 64.521 | 53.375 | 38.417 | 31.351 | 31.351 | 30.267 | 22.647 | 6.878 | 0.352 | 0 | 0 | 0 | 0 | 0 | 0 | 0 | 0 | 0 | 0 | 0 | 0 | 0 | 0 | 0
Sundon | Non-renewable Engines (Diesel) (non CHP) | Gen_BB005 |  | MW | ElectricEngagement | 75.206 | 69.805 | 70.108 | 60.78 | 40.208 | 23.067 | 13.715 | 7.478 | 0 | 0 | 0 | 0 | 0 | 0 | 0 | 0 | 0 | 0 | 0 | 0 | 0 | 0 | 0 | 0 | 0 | 0 | 0
Sundon | Non-renewable Engines (Diesel) (non CHP) | Gen_BB005 |  | MW | HydrogenEvolution | 75.206 | 69.805 | 70.108 | 60.78 | 40.208 | 23.067 | 13.715 | 7.478 | 0 | 0 | 0 | 0 | 0 | 0 | 0 | 0 | 0 | 0 | 0 | 0 | 0 | 0 | 0 | 0 | 0 | 0 | 0
Tilbury 1&7 | Non-renewable Engines (Diesel) (non CHP) | Gen_BB005 |  | MW | HolisticTransition | 5.395 | 5.395 | 5.395 | 0 | 0 | 0 | 0 | 0 | 0 | 0 | 0 | 0 | 0 | 0 | 0 | 0 | 0 | 0 | 0 | 0 | 0 | 0 | 0 | 0 | 0 | 0 | 0
Tilbury 1&7 | Non-renewable Engines (Diesel) (non CHP) | Gen_BB005 |  | MW | FallingBehind | 5.395 | 3.23 | 3.23 | 2.714 | 2.245 | 1.616 | 1.319 | 1.319 | 1.273 | 0.953 | 0.289 | 0.015 | 0 | 0 | 0 | 0 | 0 | 0 | 0 | 0 | 0 | 0 | 0 | 0 | 0 | 0 | 0
Tilbury 1&7 | Non-renewable Engines (Diesel) (non CHP) | Gen_BB005 |  | MW | ElectricEngagement | 5.395 | 3.31 | 3.31 | 2.596 | 1.718 | 0.985 | 0.586 | 0.319 | 0 | 0 | 0 | 0 | 0 | 0 | 0 | 0 | 0 | 0 | 0 | 0 | 0 | 0 | 0 | 0 | 0 | 0 | 0
Tilbury 1&7 | Non-renewable Engines (Diesel) (non CHP) | Gen_BB005 |  | MW | HydrogenEvolution | 5.395 | 3.31 | 3.31 | 2.596 | 1.718 | 0.985 | 0.586 | 0.319 | 0 | 0 | 0 | 0 | 0 | 0 | 0 | 0 | 0 | 0 | 0 | 0 | 0 | 0 | 0 | 0 | 0 | 0 | 0
Tilbury 2&8 | Non-renewable Engines (Diesel) (non CHP) | Gen_BB005 |  | MW | HolisticTransition | 14.438 | 14.438 | 14.438 | 0 | 0 | 0 | 0 | 0 | 0 | 0 | 0 | 0 | 0 | 0 | 0 | 0 | 0 | 0 | 0 | 0 | 0 | 0 | 0 | 0 | 0 | 0 | 0
Tilbury 2&8 | Non-renewable Engines (Diesel) (non CHP) | Gen_BB005 |  | MW | FallingBehind | 14.438 | 1.383 | 1.383 | 0 | 0 | 0 | 0 | 0 | 0 | 0 | 0 | 0 | 0 | 0 | 0 | 0 | 0 | 0 | 0 | 0 | 0 | 0 | 0 | 0 | 0 | 0 | 0
Tilbury 2&8 | Non-renewable Engines (Diesel) (non CHP) | Gen_BB005 |  | MW | ElectricEngagement | 14.438 | 1.868 | 1.868 | 0 | 0 | 0 | 0 | 0 | 0 | 0 | 0 | 0 | 0 | 0 | 0 | 0 | 0 | 0 | 0 | 0 | 0 | 0 | 0 | 0 | 0 | 0 | 0
Tilbury 2&8 | Non-renewable Engines (Diesel) (non CHP) | Gen_BB005 |  | MW | HydrogenEvolution | 14.438 | 1.868 | 1.868 | 0 | 0 | 0 | 0 | 0 | 0 | 0 | 0 | 0 | 0 | 0 | 0 | 0 | 0 | 0 | 0 | 0 | 0 | 0 | 0 | 0 | 0 | 0 | 0
Tottenham | Non-renewable Engines (Diesel) (non CHP) | Gen_BB005 |  | MW | HolisticTransition | 19.518 | 19.518 | 19.518 | 0 | 0 | 0 | 0 | 0 | 0 | 0 | 0 | 0 | 0 | 0 | 0 | 0 | 0 | 0 | 0 | 0 | 0 | 0 | 0 | 0 | 0 | 0 | 0
Tottenham | Non-renewable Engines (Diesel) (non CHP) | Gen_BB005 |  | MW | FallingBehind | 19.518 | 12.167 | 12.167 | 10.413 | 8.614 | 6.2 | 5.06 | 5.06 | 4.884 | 3.655 | 1.11 | 0.057 | 0 | 0 | 0 | 0 | 0 | 0 | 0 | 0 | 0 | 0 | 0 | 0 | 0 | 0 | 0
Tottenham | Non-renewable Engines (Diesel) (non CHP) | Gen_BB005 |  | MW | ElectricEngagement | 19.518 | 13.664 | 13.664 | 9.962 | 6.59 | 3.781 | 2.248 | 1.226 | 0 | 0 | 0 | 0 | 0 | 0 | 0 | 0 | 0 | 0 | 0 | 0 | 0 | 0 | 0 | 0 | 0 | 0 | 0
Tottenham | Non-renewable Engines (Diesel) (non CHP) | Gen_BB005 |  | MW | HydrogenEvolution | 19.518 | 13.664 | 13.664 | 9.962 | 6.59 | 3.781 | 2.248 | 1.226 | 0 | 0 | 0 | 0 | 0 | 0 | 0 | 0 | 0 | 0 | 0 | 0 | 0 | 0 | 0 | 0 | 0 | 0 | 0
Walpole | Non-renewable Engines (Diesel) (non CHP) | Gen_BB005 |  | MW | HolisticTransition | 61.417 | 61.417 | 61.417 | 0 | 0 | 0 | 0 | 0 | 0 | 0 | 0 | 0 | 0 | 0 | 0 | 0 | 0 | 0 | 0 | 0 | 0 | 0 | 0 | 0 | 0 | 0 | 0
Walpole | Non-renewable Engines (Diesel) (non CHP) | Gen_BB005 |  | MW | FallingBehind | 61.417 | 33.62 | 33.62 | 27.75 | 22.956 | 16.523 | 13.484 | 13.484 | 13.017 | 9.74 | 2.958 | 0.151 | 0 | 0 | 0 | 0 | 0 | 0 | 0 | 0 | 0 | 0 | 0 | 0 | 0 | 0 | 0
Walpole | Non-renewable Engines (Diesel) (non CHP) | Gen_BB005 |  | MW | ElectricEngagement | 61.417 | 34.652 | 34.652 | 26.549 | 17.563 | 10.076 | 5.991 | 3.266 | 0 | 0 | 0 | 0 | 0 | 0 | 0 | 0 | 0 | 0 | 0 | 0 | 0 | 0 | 0 | 0 | 0 | 0 | 0
Walpole | Non-renewable Engines (Diesel) (non CHP) | Gen_BB005 |  | MW | HydrogenEvolution | 61.417 | 34.652 | 34.652 | 26.549 | 17.563 | 10.076 | 5.991 | 3.266 | 0 | 0 | 0 | 0 | 0 | 0 | 0 | 0 | 0 | 0 | 0 | 0 | 0 | 0 | 0 | 0 | 0 | 0 | 0
Warley | Non-renewable Engines (Diesel) (non CHP) | Gen_BB005 |  | MW | HolisticTransition | 8.053 | 9.87 | 11.686 | 0 | 0 | 0 | 0 | 0 | 0 | 0 | 0 | 0 | 0 | 0 | 0 | 0 | 0 | 0 | 0 | 0 | 0 | 0 | 0 | 0 | 0 | 0 | 0
Warley | Non-renewable Engines (Diesel) (non CHP) | Gen_BB005 |  | MW | FallingBehind | 8.053 | 19.375 | 34.656 | 44.104 | 36.485 | 26.26 | 21.43 | 21.43 | 20.689 | 15.48 | 4.702 | 0.24 | 0 | 0 | 0 | 0 | 0 | 0 | 0 | 0 | 0 | 0 | 0 | 0 | 0 | 0 | 0
Warley | Non-renewable Engines (Diesel) (non CHP) | Gen_BB005 |  | MW | ElectricEngagement | 8.053 | 11.589 | 18.448 | 20.774 | 13.742 | 7.884 | 4.687 | 2.556 | 0 | 0 | 0 | 0 | 0 | 0 | 0 | 0 | 0 | 0 | 0 | 0 | 0 | 0 | 0 | 0 | 0 | 0 | 0
Warley | Non-renewable Engines (Diesel) (non CHP) | Gen_BB005 |  | MW | HydrogenEvolution | 8.053 | 11.589 | 18.448 | 20.774 | 13.742 | 7.884 | 4.687 | 2.556 | 0 | 0 | 0 | 0 | 0 | 0 | 0 | 0 | 0 | 0 | 0 | 0 | 0 | 0 | 0 | 0 | 0 | 0 | 0
Watford South 2 and 4 | Non-renewable Engines (Diesel) (non CHP) | Gen_BB005 |  | MW | HolisticTransition | 0.357 | 0.357 | 0.357 | 0 | 0 | 0 | 0 | 0 | 0 | 0 | 0 | 0 | 0 | 0 | 0 | 0 | 0 | 0 | 0 | 0 | 0 | 0 | 0 | 0 | 0 | 0 | 0
Watford South 2 and 4 | Non-renewable Engines (Diesel) (non CHP) | Gen_BB005 |  | MW | FallingBehind | 0.357 | 0.034 | 0.034 | 0 | 0 | 0 | 0 | 0 | 0 | 0 | 0 | 0 | 0 | 0 | 0 | 0 | 0 | 0 | 0 | 0 | 0 | 0 | 0 | 0 | 0 | 0 | 0
Watford South 2 and 4 | Non-renewable Engines (Diesel) (non CHP) | Gen_BB005 |  | MW | ElectricEngagement | 0.357 | 0.046 | 0.046 | 0 | 0 | 0 | 0 | 0 | 0 | 0 | 0 | 0 | 0 | 0 | 0 | 0 | 0 | 0 | 0 | 0 | 0 | 0 | 0 | 0 | 0 | 0 | 0
Watford South 2 and 4 | Non-renewable Engines (Diesel) (non CHP) | Gen_BB005 |  | MW | HydrogenEvolution | 0.357 | 0.046 | 0.046 | 0 | 0 | 0 | 0 | 0 | 0 | 0 | 0 | 0 | 0 | 0 | 0 | 0 | 0 | 0 | 0 | 0 | 0 | 0 | 0 | 0 | 0 | 0 | 0
West Thurrock | Non-renewable Engines (Diesel) (non CHP) | Gen_BB005 |  | MW | HolisticTransition | 0.955 | 0.955 | 0.955 | 0 | 0 | 0 | 0 | 0 | 0 | 0 | 0 | 0 | 0 | 0 | 0 | 0 | 0 | 0 | 0 | 0 | 0 | 0 | 0 | 0 | 0 | 0 | 0
West Thurrock | Non-renewable Engines (Diesel) (non CHP) | Gen_BB005 |  | MW | FallingBehind | 0.955 | 0.092 | 0.092 | 0 | 0 | 0 | 0 | 0 | 0 | 0 | 0 | 0 | 0 | 0 | 0 | 0 | 0 | 0 | 0 | 0 | 0 | 0 | 0 | 0 | 0 | 0 | 0
West Thurrock | Non-renewable Engines (Diesel) (non CHP) | Gen_BB005 |  | MW | ElectricEngagement | 0.955 | 0.124 | 0.124 | 0 | 0 | 0 | 0 | 0 | 0 | 0 | 0 | 0 | 0 | 0 | 0 | 0 | 0 | 0 | 0 | 0 | 0 | 0 | 0 | 0 | 0 | 0 | 0
West Thurrock | Non-renewable Engines (Diesel) (non CHP) | Gen_BB005 |  | MW | HydrogenEvolution | 0.955 | 0.124 | 0.124 | 0 | 0 | 0 | 0 | 0 | 0 | 0 | 0 | 0 | 0 | 0 | 0 | 0 | 0 | 0 | 0 | 0 | 0 | 0 | 0 | 0 | 0 | 0 | 0
Willesden | Non-renewable Engines (Diesel) (non CHP) | Gen_BB005 |  | MW | HolisticTransition | 0.614 | 0.614 | 0.614 | 0 | 0 | 0 | 0 | 0 | 0 | 0 | 0 | 0 | 0 | 0 | 0 | 0 | 0 | 0 | 0 | 0 | 0 | 0 | 0 | 0 | 0 | 0 | 0
Willesden | Non-renewable Engines (Diesel) (non CHP) | Gen_BB005 |  | MW | FallingBehind | 0.614 | 0.232 | 0.232 | 0.174 | 0.144 | 0.103 | 0.084 | 0.084 | 0.081 | 0.061 | 0.019 | 0.001 | 0 | 0 | 0 | 0 | 0 | 0 | 0 | 0 | 0 | 0 | 0 | 0 | 0 | 0 | 0
Willesden | Non-renewable Engines (Diesel) (non CHP) | Gen_BB005 |  | MW | ElectricEngagement | 0.614 | 0.246 | 0.246 | 0.166 | 0.11 | 0.063 | 0.037 | 0.02 | 0 | 0 | 0 | 0 | 0 | 0 | 0 | 0 | 0 | 0 | 0 | 0 | 0 | 0 | 0 | 0 | 0 | 0 | 0
Willesden | Non-renewable Engines (Diesel) (non CHP) | Gen_BB005 |  | MW | HydrogenEvolution | 0.614 | 0.246 | 0.246 | 0.166 | 0.11 | 0.063 | 0.037 | 0.02 | 0 | 0 | 0 | 0 | 0 | 0 | 0 | 0 | 0 | 0 | 0 | 0 | 0 | 0 | 0 | 0 | 0 | 0 | 0
Amersham | Non-renewable Engines (Gas) (non CHP) | Gen_BB006 |  | MW | HolisticTransition | 0 | 0 | 0 | 0 | 0 | 0.003 | 0.001 | 0 | 0 | 0 | 0 | 0 | 0 | 0 | 0 | 0 | 0 | 0 | 0 | 0 | 0 | 0 | 0 | 0 | 0 | 0 | 0
Amersham | Non-renewable Engines (Gas) (non CHP) | Gen_BB006 |  | MW | FallingBehind | 0 | 0 | 0 | 0 | 0.011 | 0.022 | 0.031 | 0.039 | 0.045 | 0.047 | 0.047 | 0.046 | 0.043 | 0.04 | 0.04 | 0.039 | 0.036 | 0.033 | 0.032 | 0.027 | 0.025 | 0.022 | 0.019 | 0.016 | 0.014 | 0.013 | 0.011
Amersham | Non-renewable Engines (Gas) (non CHP) | Gen_BB006 |  | MW | ElectricEngagement | 0 | 0 | 0 | 0 | 0.005 | 0.011 | 0.013 | 0.011 | 0.008 | 0 | 0 | 0 | 0 | 0 | 0 | 0 | 0 | 0 | 0 | 0 | 0 | 0 | 0 | 0 | 0 | 0 | 0
Amersham | Non-renewable Engines (Gas) (non CHP) | Gen_BB006 |  | MW | HydrogenEvolution | 0 | 0 | 0 | 0 | 0.005 | 0.011 | 0.013 | 0.011 | 0.008 | 0 | 0 | 0 | 0 | 0 | 0 | 0 | 0 | 0 | 0 | 0 | 0 | 0 | 0 | 0 | 0 | 0 | 0
Barking 132 | Non-renewable Engines (Gas) (non CHP) | Gen_BB006 |  | MW | HolisticTransition | 0.469 | 0.469 | 0.469 | 0.469 | 0.472 | 0.483 | 0.478 | 0.473 | 0.432 | 0.347 | 0.153 | 0.035 | 0 | 0 | 0 | 0 | 0 | 0 | 0 | 0 | 0 | 0 | 0 | 0 | 0 | 0 | 0
Barking 132 | Non-renewable Engines (Gas) (non CHP) | Gen_BB006 |  | MW | FallingBehind | 0.469 | 0.469 | 0.469 | 0.469 | 0.516 | 0.559 | 0.6 | 0.633 | 0.658 | 0.668 | 0.669 | 0.664 | 0.652 | 0.641 | 0.638 | 0.632 | 0.624 | 0.612 | 0.603 | 0.588 | 0.576 | 0.565 | 0.553 | 0.541 | 0.53 | 0.524 | 0.517
Barking 132 | Non-renewable Engines (Gas) (non CHP) | Gen_BB006 |  | MW | ElectricEngagement | 0.469 | 0.469 | 0.469 | 0.469 | 0.494 | 0.518 | 0.526 | 0.519 | 0.509 | 0.479 | 0.447 | 0.391 | 0.326 | 0.271 | 0.228 | 0.193 | 0.147 | 0.09 | 0.042 | 0.032 | 0.032 | 0.032 | 0.016 | 0.016 | 0.016 | 0 | 0
Barking 132 | Non-renewable Engines (Gas) (non CHP) | Gen_BB006 |  | MW | HydrogenEvolution | 0.469 | 0.469 | 0.469 | 0.469 | 0.494 | 0.518 | 0.526 | 0.519 | 0.509 | 0.479 | 0.447 | 0.391 | 0.326 | 0.271 | 0.228 | 0.193 | 0.147 | 0.09 | 0.042 | 0.032 | 0.032 | 0.032 | 0.016 | 0.016 | 0.016 | 0 | 0
Barking West (EPN) | Non-renewable Engines (Gas) (non CHP) | Gen_BB006 |  | MW | HolisticTransition | 0 | 0 | 0 | 0 | 0.043 | 0.151 | 0.06 | 0 | 0 | 0 | 0 | 0 | 0 | 0 | 0 | 0 | 0 | 0 | 0 | 0 | 0 | 0 | 0 | 0 | 0 | 0 | 0
Barking West (EPN) | Non-renewable Engines (Gas) (non CHP) | Gen_BB006 |  | MW | FallingBehind | 0 | 0 | 0 | 0 | 0.35 | 0.648 | 0.998 | 1.243 | 1.436 | 1.488 | 1.523 | 1.471 | 1.401 | 1.33 | 1.277 | 1.224 | 1.189 | 1.101 | 0.996 | 0.908 | 0.767 | 0.697 | 0.609 | 0.538 | 0.433 | 0.38 | 0.345
Barking West (EPN) | Non-renewable Engines (Gas) (non CHP) | Gen_BB006 |  | MW | ElectricEngagement | 0 | 0 | 0 | 0 | 0.221 | 0.421 | 0.461 | 0.461 | 0.337 | 0.069 | 0 | 0 | 0 | 0 | 0 | 0 | 0 | 0 | 0 | 0 | 0 | 0 | 0 | 0 | 0 | 0 | 0
Barking West (EPN) | Non-renewable Engines (Gas) (non CHP) | Gen_BB006 |  | MW | HydrogenEvolution | 0 | 0 | 0 | 0 | 0.221 | 0.421 | 0.461 | 0.461 | 0.337 | 0.069 | 0 | 0 | 0 | 0 | 0 | 0 | 0 | 0 | 0 | 0 | 0 | 0 | 0 | 0 | 0 | 0 | 0
Biggleswade | Non-renewable Engines (Gas) (non CHP) | Gen_BB006 |  | MW | HolisticTransition | 0 | 0 | 0 | 0 | 0.004 | 0.018 | 0.016 | 0.012 | 0.003 | 0 | 0 | 0 | 0 | 0 | 0 | 0 | 0 | 0 | 0 | 0 | 0 | 0 | 0 | 0 | 0 | 0 | 0
Biggleswade | Non-renewable Engines (Gas) (non CHP) | Gen_BB006 |  | MW | FallingBehind | 0 | 0 | 0 | 0 | 0.078 | 0.153 | 0.218 | 0.274 | 0.317 | 0.336 | 0.336 | 0.327 | 0.308 | 0.29 | 0.286 | 0.277 | 0.262 | 0.243 | 0.231 | 0.204 | 0.188 | 0.169 | 0.151 | 0.129 | 0.113 | 0.105 | 0.092
Biggleswade | Non-renewable Engines (Gas) (non CHP) | Gen_BB006 |  | MW | ElectricEngagement | 0 | 0 | 0 | 0 | 0.038 | 0.08 | 0.093 | 0.085 | 0.075 | 0.045 | 0 | 0 | 0 | 0 | 0 | 0 | 0 | 0 | 0 | 0 | 0 | 0 | 0 | 0 | 0 | 0 | 0
Biggleswade | Non-renewable Engines (Gas) (non CHP) | Gen_BB006 |  | MW | HydrogenEvolution | 0 | 0 | 0 | 0 | 0.038 | 0.08 | 0.093 | 0.085 | 0.075 | 0.045 | 0 | 0 | 0 | 0 | 0 | 0 | 0 | 0 | 0 | 0 | 0 | 0 | 0 | 0 | 0 | 0 | 0
Bourne | Non-renewable Engines (Gas) (non CHP) | Gen_BB006 |  | MW | HolisticTransition | 0 | 0 | 0 | 0 | 0 | 0 | 0 | 0 | 0 | 0 | 0 | 0 | 0 | 0 | 0 | 0 | 0 | 0 | 0 | 0 | 0 | 0 | 0 | 0 | 0 | 0 | 0
Bourne | Non-renewable Engines (Gas) (non CHP) | Gen_BB006 |  | MW | FallingBehind | 0 | 0 | 0 | 0 | 0 | 0 | 0 | 0 | 0 | 0 | 0 | 0 | 0 | 0 | 0 | 0 | 0 | 0 | 0 | 0 | 0 | 0 | 0 | 0 | 0 | 0 | 0
Bourne | Non-renewable Engines (Gas) (non CHP) | Gen_BB006 |  | MW | ElectricEngagement | 0 | 0 | 0 | 0 | 0 | 0 | 0 | 0 | 0 | 0 | 0 | 0 | 0 | 0 | 0 | 0 | 0 | 0 | 0 | 0 | 0 | 0 | 0 | 0 | 0 | 0 | 0
Bourne | Non-renewable Engines (Gas) (non CHP) | Gen_BB006 |  | MW | HydrogenEvolution | 0 | 0 | 0 | 0 | 0 | 0 | 0 | 0 | 0 | 0 | 0 | 0 | 0 | 0 | 0 | 0 | 0 | 0 | 0 | 0 | 0 | 0 | 0 | 0 | 0 | 0 | 0
Braintree | Non-renewable Engines (Gas) (non CHP) | Gen_BB006 |  | MW | HolisticTransition | 4.052 | 4.052 | 4.052 | 4.052 | 4.063 | 4.106 | 4.082 | 4.052 | 3.707 | 2.994 | 1.318 | 0.3 | 0 | 0 | 0 | 0 | 0 | 0 | 0 | 0 | 0 | 0 | 0 | 0 | 0 | 0 | 0
Braintree | Non-renewable Engines (Gas) (non CHP) | Gen_BB006 |  | MW | FallingBehind | 4.052 | 4.052 | 4.052 | 4.052 | 4.286 | 4.509 | 4.704 | 4.869 | 4.996 | 5.054 | 5.054 | 5.025 | 4.966 | 4.907 | 4.897 | 4.868 | 4.819 | 4.76 | 4.721 | 4.633 | 4.583 | 4.524 | 4.466 | 4.397 | 4.348 | 4.319 | 4.279
Braintree | Non-renewable Engines (Gas) (non CHP) | Gen_BB006 |  | MW | ElectricEngagement | 4.052 | 4.052 | 4.052 | 4.052 | 4.165 | 4.289 | 4.33 | 4.286 | 4.232 | 4.068 | 3.846 | 3.374 | 2.81 | 2.342 | 1.965 | 1.665 | 1.269 | 0.78 | 0.367 | 0.272 | 0.272 | 0.272 | 0.136 | 0.136 | 0.136 | 0 | 0
Braintree | Non-renewable Engines (Gas) (non CHP) | Gen_BB006 |  | MW | HydrogenEvolution | 4.052 | 4.052 | 4.052 | 4.052 | 4.165 | 4.289 | 4.33 | 4.286 | 4.232 | 4.068 | 3.846 | 3.374 | 2.81 | 2.342 | 1.965 | 1.665 | 1.269 | 0.78 | 0.367 | 0.272 | 0.272 | 0.272 | 0.136 | 0.136 | 0.136 | 0 | 0
Bramford | Non-renewable Engines (Gas) (non CHP) | Gen_BB006 |  | MW | HolisticTransition | 7.499 | 7.538 | 7.576 | 7.614 | 7.662 | 7.855 | 7.756 | 7.625 | 6.969 | 5.627 | 2.476 | 0.563 | 0 | 0 | 0 | 0 | 0 | 0 | 0 | 0 | 0 | 0 | 0 | 0 | 0 | 0 | 0
Bramford | Non-renewable Engines (Gas) (non CHP) | Gen_BB006 |  | MW | FallingBehind | 7.499 | 7.845 | 8.19 | 8.536 | 9.568 | 10.558 | 11.418 | 12.152 | 12.71 | 12.967 | 12.967 | 12.837 | 12.582 | 12.322 | 12.279 | 12.149 | 11.935 | 11.675 | 11.502 | 11.114 | 10.901 | 10.643 | 10.383 | 10.079 | 9.867 | 9.737 | 9.564
Bramford | Non-renewable Engines (Gas) (non CHP) | Gen_BB006 |  | MW | ElectricEngagement | 7.499 | 7.653 | 7.806 | 7.96 | 8.461 | 9.01 | 9.192 | 9.008 | 8.778 | 8.087 | 7.555 | 6.629 | 5.52 | 4.6 | 3.861 | 3.27 | 2.494 | 1.533 | 0.721 | 0.535 | 0.535 | 0.535 | 0.268 | 0.268 | 0.268 | 0 | 0
Bramford | Non-renewable Engines (Gas) (non CHP) | Gen_BB006 |  | MW | HydrogenEvolution | 7.499 | 7.653 | 7.806 | 7.96 | 8.461 | 9.01 | 9.192 | 9.008 | 8.778 | 8.087 | 7.555 | 6.629 | 5.52 | 4.6 | 3.861 | 3.27 | 2.494 | 1.533 | 0.721 | 0.535 | 0.535 | 0.535 | 0.268 | 0.268 | 0.268 | 0 | 0
Brimsdown (EPN) | Non-renewable Engines (Gas) (non CHP) | Gen_BB006 |  | MW | HolisticTransition | 0 | 0.008 | 0.015 | 0.023 | 0.028 | 0.045 | 0.043 | 0.04 | 0.026 | 0.017 | 0.007 | 0.002 | 0 | 0 | 0 | 0 | 0 | 0 | 0 | 0 | 0 | 0 | 0 | 0 | 0 | 0 | 0
Brimsdown (EPN) | Non-renewable Engines (Gas) (non CHP) | Gen_BB006 |  | MW | FallingBehind | 0 | 0.069 | 0.137 | 0.206 | 0.299 | 0.388 | 0.467 | 0.532 | 0.583 | 0.606 | 0.606 | 0.595 | 0.573 | 0.552 | 0.548 | 0.536 | 0.518 | 0.497 | 0.481 | 0.449 | 0.43 | 0.408 | 0.386 | 0.361 | 0.343 | 0.331 | 0.317
Brimsdown (EPN) | Non-renewable Engines (Gas) (non CHP) | Gen_BB006 |  | MW | ElectricEngagement | 0 | 0.03 | 0.061 | 0.091 | 0.138 | 0.187 | 0.203 | 0.194 | 0.182 | 0.15 | 0.087 | 0.076 | 0.063 | 0.053 | 0.044 | 0.038 | 0.029 | 0.018 | 0.008 | 0.006 | 0.006 | 0.006 | 0.003 | 0.003 | 0.003 | 0 | 0
Brimsdown (EPN) | Non-renewable Engines (Gas) (non CHP) | Gen_BB006 |  | MW | HydrogenEvolution | 0 | 0.03 | 0.061 | 0.091 | 0.138 | 0.187 | 0.203 | 0.194 | 0.182 | 0.15 | 0.087 | 0.076 | 0.063 | 0.053 | 0.044 | 0.038 | 0.029 | 0.018 | 0.008 | 0.006 | 0.006 | 0.006 | 0.003 | 0.003 | 0.003 | 0 | 0
Burwell | Non-renewable Engines (Gas) (non CHP) | Gen_BB006 |  | MW | HolisticTransition | 3.061 | 3.068 | 3.075 | 3.082 | 3.091 | 3.128 | 3.109 | 3.086 | 2.821 | 2.278 | 1.002 | 0.228 | 0 | 0 | 0 | 0 | 0 | 0 | 0 | 0 | 0 | 0 | 0 | 0 | 0 | 0 | 0
Burwell | Non-renewable Engines (Gas) (non CHP) | Gen_BB006 |  | MW | FallingBehind | 3.061 | 3.125 | 3.189 | 3.253 | 3.454 | 3.647 | 3.814 | 3.956 | 4.065 | 4.115 | 4.115 | 4.09 | 4.04 | 3.99 | 3.98 | 3.955 | 3.913 | 3.863 | 3.83 | 3.754 | 3.712 | 3.661 | 3.611 | 3.552 | 3.509 | 3.485 | 3.452
Burwell | Non-renewable Engines (Gas) (non CHP) | Gen_BB006 |  | MW | ElectricEngagement | 3.061 | 3.089 | 3.118 | 3.146 | 3.243 | 3.35 | 3.385 | 3.348 | 3.302 | 3.165 | 2.986 | 2.62 | 2.182 | 1.818 | 1.526 | 1.292 | 0.986 | 0.606 | 0.285 | 0.211 | 0.211 | 0.211 | 0.106 | 0.106 | 0.106 | 0 | 0
Burwell | Non-renewable Engines (Gas) (non CHP) | Gen_BB006 |  | MW | HydrogenEvolution | 3.061 | 3.089 | 3.118 | 3.146 | 3.243 | 3.35 | 3.385 | 3.348 | 3.302 | 3.165 | 2.986 | 2.62 | 2.182 | 1.818 | 1.526 | 1.292 | 0.986 | 0.606 | 0.285 | 0.211 | 0.211 | 0.211 | 0.106 | 0.106 | 0.106 | 0 | 0
Eaton Socon | Non-renewable Engines (Gas) (non CHP) | Gen_BB006 |  | MW | HolisticTransition | 0.258 | 5.316 | 5.432 | 5.549 | 5.589 | 5.747 | 5.688 | 5.61 | 5.094 | 4.101 | 1.805 | 0.41 | 0 | 0 | 0 | 0 | 0 | 0 | 0 | 0 | 0 | 0 | 0 | 0 | 0 | 0 | 0
Eaton Socon | Non-renewable Engines (Gas) (non CHP) | Gen_BB006 |  | MW | FallingBehind | 0.258 | 6.247 | 7.295 | 8.342 | 9.199 | 10.017 | 10.73 | 11.335 | 11.799 | 12.013 | 12.013 | 11.907 | 11.698 | 11.488 | 11.452 | 11.348 | 11.173 | 10.964 | 10.823 | 10.509 | 10.335 | 10.125 | 9.914 | 9.67 | 9.495 | 9.391 | 9.25
Eaton Socon | Non-renewable Engines (Gas) (non CHP) | Gen_BB006 |  | MW | ElectricEngagement | 0.258 | 5.665 | 6.131 | 6.596 | 7.011 | 7.462 | 7.614 | 7.484 | 7.323 | 6.839 | 6.26 | 5.493 | 4.575 | 3.812 | 3.199 | 2.71 | 2.067 | 1.271 | 0.597 | 0.443 | 0.443 | 0.443 | 0.222 | 0.222 | 0.222 | 0 | 0
Eaton Socon | Non-renewable Engines (Gas) (non CHP) | Gen_BB006 |  | MW | HydrogenEvolution | 0.258 | 5.665 | 6.131 | 6.596 | 7.011 | 7.462 | 7.614 | 7.484 | 7.323 | 6.839 | 6.26 | 5.493 | 4.575 | 3.812 | 3.199 | 2.71 | 2.067 | 1.271 | 0.597 | 0.443 | 0.443 | 0.443 | 0.222 | 0.222 | 0.222 | 0 | 0
Elstree 1&2 and 8&9 and Watford South 3A&3B | Non-renewable Engines (Gas) (non CHP) | Gen_BB006 |  | MW | HolisticTransition | 0 | 0 | 0 | 0 | 0.002 | 0.008 | 0.007 | 0.005 | 0.002 | 0 | 0 | 0 | 0 | 0 | 0 | 0 | 0 | 0 | 0 | 0 | 0 | 0 | 0 | 0 | 0 | 0 | 0
Elstree 1&2 and 8&9 and Watford South 3A&3B | Non-renewable Engines (Gas) (non CHP) | Gen_BB006 |  | MW | FallingBehind | 0 | 0 | 0 | 0 | 0.033 | 0.066 | 0.093 | 0.116 | 0.134 | 0.143 | 0.143 | 0.138 | 0.13 | 0.122 | 0.121 | 0.118 | 0.11 | 0.103 | 0.098 | 0.086 | 0.079 | 0.07 | 0.063 | 0.054 | 0.047 | 0.043 | 0.038
Elstree 1&2 and 8&9 and Watford South 3A&3B | Non-renewable Engines (Gas) (non CHP) | Gen_BB006 |  | MW | ElectricEngagement | 0 | 0 | 0 | 0 | 0.017 | 0.034 | 0.04 | 0.036 | 0.031 | 0.017 | 0 | 0 | 0 | 0 | 0 | 0 | 0 | 0 | 0 | 0 | 0 | 0 | 0 | 0 | 0 | 0 | 0
Elstree 1&2 and 8&9 and Watford South 3A&3B | Non-renewable Engines (Gas) (non CHP) | Gen_BB006 |  | MW | HydrogenEvolution | 0 | 0 | 0 | 0 | 0.017 | 0.034 | 0.04 | 0.036 | 0.031 | 0.017 | 0 | 0 | 0 | 0 | 0 | 0 | 0 | 0 | 0 | 0 | 0 | 0 | 0 | 0 | 0 | 0 | 0
Elstree 3&4 | Non-renewable Engines (Gas) (non CHP) | Gen_BB006 |  | MW | HolisticTransition | 0.144 | 0.163 | 0.182 | 0.202 | 0.203 | 0.215 | 0.212 | 0.21 | 0.187 | 0.149 | 0.066 | 0.015 | 0 | 0 | 0 | 0 | 0 | 0 | 0 | 0 | 0 | 0 | 0 | 0 | 0 | 0 | 0
Elstree 3&4 | Non-renewable Engines (Gas) (non CHP) | Gen_BB006 |  | MW | FallingBehind | 0.144 | 0.317 | 0.49 | 0.662 | 0.722 | 0.777 | 0.828 | 0.87 | 0.901 | 0.916 | 0.916 | 0.909 | 0.894 | 0.881 | 0.878 | 0.871 | 0.859 | 0.845 | 0.836 | 0.815 | 0.804 | 0.789 | 0.775 | 0.759 | 0.747 | 0.74 | 0.731
Elstree 3&4 | Non-renewable Engines (Gas) (non CHP) | Gen_BB006 |  | MW | ElectricEngagement | 0.144 | 0.221 | 0.298 | 0.374 | 0.403 | 0.434 | 0.445 | 0.438 | 0.429 | 0.404 | 0.355 | 0.312 | 0.26 | 0.216 | 0.182 | 0.154 | 0.117 | 0.072 | 0.034 | 0.025 | 0.025 | 0.025 | 0.013 | 0.013 | 0.013 | 0 | 0
Elstree 3&4 | Non-renewable Engines (Gas) (non CHP) | Gen_BB006 |  | MW | HydrogenEvolution | 0.144 | 0.221 | 0.298 | 0.374 | 0.403 | 0.434 | 0.445 | 0.438 | 0.429 | 0.404 | 0.355 | 0.312 | 0.26 | 0.216 | 0.182 | 0.154 | 0.117 | 0.072 | 0.034 | 0.025 | 0.025 | 0.025 | 0.013 | 0.013 | 0.013 | 0 | 0
Grendon | Non-renewable Engines (Gas) (non CHP) | Gen_BB006 |  | MW | HolisticTransition | 0 | 0 | 0 | 0 | 0 | 0 | 0 | 0 | 0 | 0 | 0 | 0 | 0 | 0 | 0 | 0 | 0 | 0 | 0 | 0 | 0 | 0 | 0 | 0 | 0 | 0 | 0
Grendon | Non-renewable Engines (Gas) (non CHP) | Gen_BB006 |  | MW | FallingBehind | 0 | 0 | 0 | 0 | 0 | 0 | 0 | 0 | 0 | 0 | 0 | 0 | 0 | 0 | 0 | 0 | 0 | 0 | 0 | 0 | 0 | 0 | 0 | 0 | 0 | 0 | 0
Grendon | Non-renewable Engines (Gas) (non CHP) | Gen_BB006 |  | MW | ElectricEngagement | 0 | 0 | 0 | 0 | 0 | 0 | 0 | 0 | 0 | 0 | 0 | 0 | 0 | 0 | 0 | 0 | 0 | 0 | 0 | 0 | 0 | 0 | 0 | 0 | 0 | 0 | 0
Grendon | Non-renewable Engines (Gas) (non CHP) | Gen_BB006 |  | MW | HydrogenEvolution | 0 | 0 | 0 | 0 | 0 | 0 | 0 | 0 | 0 | 0 | 0 | 0 | 0 | 0 | 0 | 0 | 0 | 0 | 0 | 0 | 0 | 0 | 0 | 0 | 0 | 0 | 0
Mill Hill and Hendon | Non-renewable Engines (Gas) (non CHP) | Gen_BB006 |  | MW | HolisticTransition | 0 | 0.03 | 0.059 | 0.089 | 0.094 | 0.111 | 0.109 | 0.105 | 0.086 | 0.066 | 0.029 | 0.007 | 0 | 0 | 0 | 0 | 0 | 0 | 0 | 0 | 0 | 0 | 0 | 0 | 0 | 0 | 0
Mill Hill and Hendon | Non-renewable Engines (Gas) (non CHP) | Gen_BB006 |  | MW | FallingBehind | 0 | 0.266 | 0.532 | 0.798 | 0.894 | 0.987 | 1.067 | 1.136 | 1.187 | 1.212 | 1.212 | 1.201 | 1.178 | 1.155 | 1.151 | 1.14 | 1.121 | 1.098 | 1.083 | 1.049 | 1.03 | 1.007 | 0.984 | 0.958 | 0.939 | 0.928 | 0.912
Mill Hill and Hendon | Non-renewable Engines (Gas) (non CHP) | Gen_BB006 |  | MW | ElectricEngagement | 0 | 0.118 | 0.237 | 0.355 | 0.402 | 0.453 | 0.47 | 0.461 | 0.448 | 0.411 | 0.337 | 0.295 | 0.246 | 0.205 | 0.172 | 0.146 | 0.111 | 0.068 | 0.032 | 0.024 | 0.024 | 0.024 | 0.012 | 0.012 | 0.012 | 0 | 0
Mill Hill and Hendon | Non-renewable Engines (Gas) (non CHP) | Gen_BB006 |  | MW | HydrogenEvolution | 0 | 0.118 | 0.237 | 0.355 | 0.402 | 0.453 | 0.47 | 0.461 | 0.448 | 0.411 | 0.337 | 0.295 | 0.246 | 0.205 | 0.172 | 0.146 | 0.111 | 0.068 | 0.032 | 0.024 | 0.024 | 0.024 | 0.012 | 0.012 | 0.012 | 0 | 0
Norwich | Non-renewable Engines (Gas) (non CHP) | Gen_BB006 |  | MW | HolisticTransition | 8.429 | 8.444 | 8.46 | 8.475 | 8.52 | 8.697 | 8.598 | 8.483 | 7.755 | 6.263 | 2.756 | 0.627 | 0 | 0 | 0 | 0 | 0 | 0 | 0 | 0 | 0 | 0 | 0 | 0 | 0 | 0 | 0
Norwich | Non-renewable Engines (Gas) (non CHP) | Gen_BB006 |  | MW | FallingBehind | 8.429 | 8.568 | 8.708 | 8.848 | 9.811 | 10.735 | 11.536 | 12.221 | 12.741 | 12.981 | 12.981 | 12.861 | 12.619 | 12.375 | 12.335 | 12.212 | 12.011 | 11.768 | 11.606 | 11.242 | 11.04 | 10.797 | 10.555 | 10.271 | 10.069 | 9.947 | 9.785
Norwich | Non-renewable Engines (Gas) (non CHP) | Gen_BB006 |  | MW | ElectricEngagement | 8.429 | 8.491 | 8.553 | 8.615 | 9.082 | 9.592 | 9.762 | 9.582 | 9.356 | 8.681 | 8.176 | 7.174 | 5.975 | 4.979 | 4.178 | 3.539 | 2.699 | 1.659 | 0.78 | 0.579 | 0.579 | 0.579 | 0.29 | 0.29 | 0.29 | 0 | 0
Norwich | Non-renewable Engines (Gas) (non CHP) | Gen_BB006 |  | MW | HydrogenEvolution | 8.429 | 8.491 | 8.553 | 8.615 | 9.082 | 9.592 | 9.762 | 9.582 | 9.356 | 8.681 | 8.176 | 7.174 | 5.975 | 4.979 | 4.178 | 3.539 | 2.699 | 1.659 | 0.78 | 0.579 | 0.579 | 0.579 | 0.29 | 0.29 | 0.29 | 0 | 0
Pelham and Wymondley | Non-renewable Engines (Gas) (non CHP) | Gen_BB006 |  | MW | HolisticTransition | 7.196 | 0 | 0 | 0 | 0 | 0 | 0 | 0 | 0 | 0 | 0 | 0 | 0 | 0 | 0 | 0 | 0 | 0 | 0 | 0 | 0 | 0 | 0 | 0 | 0 | 0 | 0
Pelham and Wymondley | Non-renewable Engines (Gas) (non CHP) | Gen_BB006 |  | MW | FallingBehind | 7.196 | 0 | 0 | 0 | 0 | 0 | 0 | 0 | 0 | 0 | 0 | 0 | 0 | 0 | 0 | 0 | 0 | 0 | 0 | 0 | 0 | 0 | 0 | 0 | 0 | 0 | 0
Pelham and Wymondley | Non-renewable Engines (Gas) (non CHP) | Gen_BB006 |  | MW | ElectricEngagement | 7.196 | 0 | 0 | 0 | 0 | 0 | 0 | 0 | 0 | 0 | 0 | 0 | 0 | 0 | 0 | 0 | 0 | 0 | 0 | 0 | 0 | 0 | 0 | 0 | 0 | 0 | 0
Pelham and Wymondley | Non-renewable Engines (Gas) (non CHP) | Gen_BB006 |  | MW | HydrogenEvolution | 7.196 | 0 | 0 | 0 | 0 | 0 | 0 | 0 | 0 | 0 | 0 | 0 | 0 | 0 | 0 | 0 | 0 | 0 | 0 | 0 | 0 | 0 | 0 | 0 | 0 | 0 | 0
Pelham and Wymondley and Twinstead Green | Non-renewable Engines (Gas) (non CHP) | Gen_BB006 |  | MW | HolisticTransition | 0 | 7.549 | 7.774 | 7.999 | 8.066 | 8.34 | 8.294 | 8.215 | 7.36 | 5.911 | 2.601 | 0.591 | 0 | 0 | 0 | 0 | 0 | 0 | 0 | 0 | 0 | 0 | 0 | 0 | 0 | 0 | 0
Pelham and Wymondley and Twinstead Green | Non-renewable Engines (Gas) (non CHP) | Gen_BB006 |  | MW | FallingBehind | 0 | 9.348 | 11.371 | 13.394 | 14.874 | 16.292 | 17.525 | 18.574 | 19.374 | 19.746 | 19.746 | 19.569 | 19.216 | 18.864 | 18.805 | 18.63 | 18.336 | 17.983 | 17.748 | 17.22 | 16.927 | 16.575 | 16.223 | 15.811 | 15.517 | 15.341 | 15.108
Pelham and Wymondley and Twinstead Green | Non-renewable Engines (Gas) (non CHP) | Gen_BB006 |  | MW | ElectricEngagement | 0 | 8.223 | 9.123 | 10.022 | 10.741 | 11.523 | 11.784 | 11.619 | 11.413 | 10.795 | 9.512 | 8.346 | 6.95 | 5.792 | 4.861 | 4.117 | 3.14 | 1.93 | 0.907 | 0.673 | 0.673 | 0.673 | 0.337 | 0.337 | 0.337 | 0 | 0
Pelham and Wymondley and Twinstead Green | Non-renewable Engines (Gas) (non CHP) | Gen_BB006 |  | MW | HydrogenEvolution | 0 | 8.223 | 9.123 | 10.022 | 10.741 | 11.523 | 11.784 | 11.619 | 11.413 | 10.795 | 9.512 | 8.346 | 6.95 | 5.792 | 4.861 | 4.117 | 3.14 | 1.93 | 0.907 | 0.673 | 0.673 | 0.673 | 0.337 | 0.337 | 0.337 | 0 | 0
Rayleigh | Non-renewable Engines (Gas) (non CHP) | Gen_BB006 |  | MW | HolisticTransition | 40.414 | 40.43 | 40.446 | 40.462 | 40.561 | 40.957 | 40.731 | 40.466 | 37.016 | 29.901 | 13.159 | 2.992 | 0 | 0 | 0 | 0 | 0 | 0 | 0 | 0 | 0 | 0 | 0 | 0 | 0 | 0 | 0
Rayleigh | Non-renewable Engines (Gas) (non CHP) | Gen_BB006 |  | MW | FallingBehind | 40.414 | 40.559 | 40.704 | 40.849 | 42.996 | 45.054 | 46.844 | 48.365 | 49.528 | 50.064 | 50.064 | 49.794 | 49.252 | 48.709 | 48.619 | 48.348 | 47.896 | 47.353 | 46.993 | 46.18 | 45.728 | 45.184 | 44.643 | 44.01 | 43.559 | 43.289 | 42.927
Rayleigh | Non-renewable Engines (Gas) (non CHP) | Gen_BB006 |  | MW | ElectricEngagement | 40.414 | 40.478 | 40.543 | 40.607 | 41.649 | 42.784 | 43.163 | 42.756 | 42.246 | 40.717 | 38.54 | 33.817 | 28.162 | 23.467 | 19.695 | 16.681 | 12.722 | 7.821 | 3.676 | 2.728 | 2.728 | 2.728 | 1.365 | 1.365 | 1.365 | 0 | 0
Rayleigh | Non-renewable Engines (Gas) (non CHP) | Gen_BB006 |  | MW | HydrogenEvolution | 40.414 | 40.478 | 40.543 | 40.607 | 41.649 | 42.784 | 43.163 | 42.756 | 42.246 | 40.717 | 38.54 | 33.817 | 28.162 | 23.467 | 19.695 | 16.681 | 12.722 | 7.821 | 3.676 | 2.728 | 2.728 | 2.728 | 1.365 | 1.365 | 1.365 | 0 | 0
Rye House | Non-renewable Engines (Gas) (non CHP) | Gen_BB006 |  | MW | HolisticTransition | 0.173 | 0.206 | 0.24 | 0.274 | 0.299 | 0.397 | 0.352 | 0.299 | 0.257 | 0.202 | 0.089 | 0.02 | 0 | 0 | 0 | 0 | 0 | 0 | 0 | 0 | 0 | 0 | 0 | 0 | 0 | 0 | 0
Rye House | Non-renewable Engines (Gas) (non CHP) | Gen_BB006 |  | MW | FallingBehind | 0.173 | 0.475 | 0.778 | 1.08 | 1.608 | 2.113 | 2.552 | 2.927 | 3.211 | 3.343 | 3.343 | 3.278 | 3.148 | 3.017 | 2.995 | 2.93 | 2.821 | 2.69 | 2.603 | 2.406 | 2.298 | 2.168 | 2.037 | 1.885 | 1.776 | 1.71 | 1.624
Rye House | Non-renewable Engines (Gas) (non CHP) | Gen_BB006 |  | MW | ElectricEngagement | 0.173 | 0.307 | 0.442 | 0.576 | 0.832 | 1.111 | 1.204 | 1.118 | 1.008 | 0.684 | 0.547 | 0.48 | 0.399 | 0.333 | 0.279 | 0.237 | 0.18 | 0.111 | 0.052 | 0.039 | 0.039 | 0.039 | 0.019 | 0.019 | 0.019 | 0 | 0
Rye House | Non-renewable Engines (Gas) (non CHP) | Gen_BB006 |  | MW | HydrogenEvolution | 0.173 | 0.307 | 0.442 | 0.576 | 0.832 | 1.111 | 1.204 | 1.118 | 1.008 | 0.684 | 0.547 | 0.48 | 0.399 | 0.333 | 0.279 | 0.237 | 0.18 | 0.111 | 0.052 | 0.039 | 0.039 | 0.039 | 0.019 | 0.019 | 0.019 | 0 | 0
Sundon | Non-renewable Engines (Gas) (non CHP) | Gen_BB006 |  | MW | HolisticTransition | 12.888 | 7.818 | 7.818 | 7.818 | 7.898 | 8.22 | 8.033 | 7.818 | 7.152 | 5.777 | 2.542 | 0.578 | 0 | 0 | 0 | 0 | 0 | 0 | 0 | 0 | 0 | 0 | 0 | 0 | 0 | 0 | 0
Sundon | Non-renewable Engines (Gas) (non CHP) | Gen_BB006 |  | MW | FallingBehind | 12.888 | 7.818 | 7.818 | 7.818 | 9.562 | 11.235 | 12.69 | 13.929 | 14.874 | 15.311 | 15.311 | 15.09 | 14.649 | 14.206 | 14.134 | 13.912 | 13.544 | 13.104 | 12.809 | 12.147 | 11.781 | 11.339 | 10.897 | 10.381 | 10.014 | 9.795 | 9.498
Sundon | Non-renewable Engines (Gas) (non CHP) | Gen_BB006 |  | MW | ElectricEngagement | 12.888 | 7.818 | 7.818 | 7.818 | 8.664 | 9.588 | 9.896 | 9.56 | 9.144 | 7.889 | 7.419 | 6.51 | 5.422 | 4.518 | 3.792 | 3.211 | 2.449 | 1.506 | 0.708 | 0.525 | 0.525 | 0.525 | 0.263 | 0.263 | 0.263 | 0 | 0
Sundon | Non-renewable Engines (Gas) (non CHP) | Gen_BB006 |  | MW | HydrogenEvolution | 12.888 | 7.818 | 7.818 | 7.818 | 8.664 | 9.588 | 9.896 | 9.56 | 9.144 | 7.889 | 7.419 | 6.51 | 5.422 | 4.518 | 3.792 | 3.211 | 2.449 | 1.506 | 0.708 | 0.525 | 0.525 | 0.525 | 0.263 | 0.263 | 0.263 | 0 | 0
Tilbury 1&7 | Non-renewable Engines (Gas) (non CHP) | Gen_BB006 |  | MW | HolisticTransition | 29.884 | 29.884 | 29.884 | 29.884 | 30.01 | 30.519 | 30.226 | 29.884 | 27.338 | 22.084 | 9.718 | 2.21 | 0 | 0 | 0 | 0 | 0 | 0 | 0 | 0 | 0 | 0 | 0 | 0 | 0 | 0 | 0
Tilbury 1&7 | Non-renewable Engines (Gas) (non CHP) | Gen_BB006 |  | MW | FallingBehind | 29.884 | 29.884 | 29.884 | 29.884 | 32.642 | 35.286 | 37.584 | 39.537 | 41.031 | 41.721 | 41.721 | 41.372 | 40.674 | 39.978 | 39.861 | 39.513 | 38.932 | 38.234 | 37.77 | 36.724 | 36.143 | 35.445 | 34.748 | 33.935 | 33.354 | 33.005 | 32.541
Tilbury 1&7 | Non-renewable Engines (Gas) (non CHP) | Gen_BB006 |  | MW | ElectricEngagement | 29.884 | 29.884 | 29.884 | 29.884 | 31.222 | 32.681 | 33.167 | 32.639 | 31.978 | 29.997 | 28.362 | 24.886 | 20.725 | 17.27 | 14.494 | 12.276 | 9.363 | 5.756 | 2.705 | 2.008 | 2.008 | 2.008 | 1.004 | 1.004 | 1.004 | 0 | 0
Tilbury 1&7 | Non-renewable Engines (Gas) (non CHP) | Gen_BB006 |  | MW | HydrogenEvolution | 29.884 | 29.884 | 29.884 | 29.884 | 31.222 | 32.681 | 33.167 | 32.639 | 31.978 | 29.997 | 28.362 | 24.886 | 20.725 | 17.27 | 14.494 | 12.276 | 9.363 | 5.756 | 2.705 | 2.008 | 2.008 | 2.008 | 1.004 | 1.004 | 1.004 | 0 | 0
Tilbury 2&8 | Non-renewable Engines (Gas) (non CHP) | Gen_BB006 |  | MW | HolisticTransition | 0 | 0.667 | 1.333 | 2 | 2.007 | 2.034 | 2.019 | 2 | 1.83 | 1.478 | 0.65 | 0.148 | 0 | 0 | 0 | 0 | 0 | 0 | 0 | 0 | 0 | 0 | 0 | 0 | 0 | 0 | 0
Tilbury 2&8 | Non-renewable Engines (Gas) (non CHP) | Gen_BB006 |  | MW | FallingBehind | 0 | 6 | 12 | 18 | 18.149 | 18.292 | 18.416 | 18.522 | 18.603 | 18.64 | 18.64 | 18.621 | 18.584 | 18.546 | 18.54 | 18.521 | 18.489 | 18.452 | 18.427 | 18.37 | 18.339 | 18.301 | 18.264 | 18.22 | 18.189 | 18.169 | 18.144
Tilbury 2&8 | Non-renewable Engines (Gas) (non CHP) | Gen_BB006 |  | MW | ElectricEngagement | 0 | 2.667 | 5.333 | 8 | 8.072 | 8.151 | 8.178 | 8.149 | 8.114 | 8.008 | 7.593 | 6.662 | 5.548 | 4.623 | 3.88 | 3.286 | 2.506 | 1.541 | 0.724 | 0.537 | 0.537 | 0.537 | 0.269 | 0.269 | 0.269 | 0 | 0
Tilbury 2&8 | Non-renewable Engines (Gas) (non CHP) | Gen_BB006 |  | MW | HydrogenEvolution | 0 | 2.667 | 5.333 | 8 | 8.072 | 8.151 | 8.178 | 8.149 | 8.114 | 8.008 | 7.593 | 6.662 | 5.548 | 4.623 | 3.88 | 3.286 | 2.506 | 1.541 | 0.724 | 0.537 | 0.537 | 0.537 | 0.269 | 0.269 | 0.269 | 0 | 0
Tottenham | Non-renewable Engines (Gas) (non CHP) | Gen_BB006 |  | MW | HolisticTransition | 0.296 | 0.329 | 0.362 | 0.395 | 0.397 | 0.406 | 0.404 | 0.398 | 0.362 | 0.292 | 0.129 | 0.029 | 0 | 0 | 0 | 0 | 0 | 0 | 0 | 0 | 0 | 0 | 0 | 0 | 0 | 0 | 0
Tottenham | Non-renewable Engines (Gas) (non CHP) | Gen_BB006 |  | MW | FallingBehind | 0.296 | 0.594 | 0.893 | 1.191 | 1.241 | 1.288 | 1.33 | 1.365 | 1.392 | 1.405 | 1.405 | 1.399 | 1.386 | 1.374 | 1.372 | 1.366 | 1.356 | 1.343 | 1.335 | 1.318 | 1.308 | 1.296 | 1.283 | 1.269 | 1.259 | 1.253 | 1.245
Tottenham | Non-renewable Engines (Gas) (non CHP) | Gen_BB006 |  | MW | ElectricEngagement | 0.296 | 0.428 | 0.561 | 0.694 | 0.718 | 0.745 | 0.753 | 0.745 | 0.737 | 0.71 | 0.658 | 0.578 | 0.481 | 0.401 | 0.336 | 0.285 | 0.217 | 0.134 | 0.063 | 0.047 | 0.047 | 0.047 | 0.023 | 0.023 | 0.023 | 0 | 0
Tottenham | Non-renewable Engines (Gas) (non CHP) | Gen_BB006 |  | MW | HydrogenEvolution | 0.296 | 0.428 | 0.561 | 0.694 | 0.718 | 0.745 | 0.753 | 0.745 | 0.737 | 0.71 | 0.658 | 0.578 | 0.481 | 0.401 | 0.336 | 0.285 | 0.217 | 0.134 | 0.063 | 0.047 | 0.047 | 0.047 | 0.023 | 0.023 | 0.023 | 0 | 0
Walpole | Non-renewable Engines (Gas) (non CHP) | Gen_BB006 |  | MW | HolisticTransition | 49.638 | 49.679 | 49.721 | 49.762 | 49.81 | 49.995 | 49.898 | 49.785 | 45.53 | 36.774 | 16.183 | 3.68 | 0 | 0 | 0 | 0 | 0 | 0 | 0 | 0 | 0 | 0 | 0 | 0 | 0 | 0 | 0
Walpole | Non-renewable Engines (Gas) (non CHP) | Gen_BB006 |  | MW | FallingBehind | 49.638 | 50.012 | 50.386 | 50.761 | 51.758 | 52.716 | 53.547 | 54.256 | 54.795 | 55.045 | 55.045 | 54.918 | 54.671 | 54.42 | 54.378 | 54.252 | 54.044 | 53.794 | 53.627 | 53.252 | 53.042 | 52.794 | 52.543 | 52.25 | 52.043 | 51.918 | 51.75
Walpole | Non-renewable Engines (Gas) (non CHP) | Gen_BB006 |  | MW | ElectricEngagement | 49.638 | 49.804 | 49.97 | 50.137 | 50.621 | 51.151 | 51.326 | 51.146 | 50.922 | 50.248 | 47.584 | 41.752 | 34.771 | 28.975 | 24.317 | 20.596 | 15.708 | 9.657 | 4.538 | 3.368 | 3.368 | 3.368 | 1.685 | 1.685 | 1.685 | 0 | 0
Walpole | Non-renewable Engines (Gas) (non CHP) | Gen_BB006 |  | MW | HydrogenEvolution | 49.638 | 49.804 | 49.97 | 50.137 | 50.621 | 51.151 | 51.326 | 51.146 | 50.922 | 50.248 | 47.584 | 41.752 | 34.771 | 28.975 | 24.317 | 20.596 | 15.708 | 9.657 | 4.538 | 3.368 | 3.368 | 3.368 | 1.685 | 1.685 | 1.685 | 0 | 0
Warley | Non-renewable Engines (Gas) (non CHP) | Gen_BB006 |  | MW | HolisticTransition | 0.112 | 0.116 | 0.12 | 0.124 | 0.23 | 0.659 | 0.412 | 0.126 | 0.114 | 0.092 | 0.04 | 0.009 | 0 | 0 | 0 | 0 | 0 | 0 | 0 | 0 | 0 | 0 | 0 | 0 | 0 | 0 | 0
Warley | Non-renewable Engines (Gas) (non CHP) | Gen_BB006 |  | MW | FallingBehind | 0.112 | 0.148 | 0.184 | 0.219 | 2.539 | 4.762 | 6.696 | 8.34 | 9.597 | 10.177 | 10.177 | 9.885 | 9.297 | 8.711 | 8.613 | 8.321 | 7.832 | 7.246 | 6.855 | 5.975 | 5.486 | 4.9 | 4.313 | 3.629 | 3.141 | 2.848 | 2.457
Warley | Non-renewable Engines (Gas) (non CHP) | Gen_BB006 |  | MW | ElectricEngagement | 0.112 | 0.128 | 0.144 | 0.16 | 1.286 | 2.513 | 2.922 | 2.479 | 1.923 | 0.261 | 0.152 | 0.133 | 0.111 | 0.092 | 0.077 | 0.066 | 0.05 | 0.031 | 0.014 | 0.011 | 0.011 | 0.011 | 0.005 | 0.005 | 0.005 | 0 | 0
Warley | Non-renewable Engines (Gas) (non CHP) | Gen_BB006 |  | MW | HydrogenEvolution | 0.112 | 0.128 | 0.144 | 0.16 | 1.286 | 2.513 | 2.922 | 2.479 | 1.923 | 0.261 | 0.152 | 0.133 | 0.111 | 0.092 | 0.077 | 0.066 | 0.05 | 0.031 | 0.014 | 0.011 | 0.011 | 0.011 | 0.005 | 0.005 | 0.005 | 0 | 0
Watford South 2 and 4 | Non-renewable Engines (Gas) (non CHP) | Gen_BB006 |  | MW | HolisticTransition | 0.538 | 0.558 | 0.578 | 0.598 | 0.601 | 0.611 | 0.609 | 0.604 | 0.549 | 0.442 | 0.194 | 0.044 | 0 | 0 | 0 | 0 | 0 | 0 | 0 | 0 | 0 | 0 | 0 | 0 | 0 | 0 | 0
Watford South 2 and 4 | Non-renewable Engines (Gas) (non CHP) | Gen_BB006 |  | MW | FallingBehind | 0.538 | 0.718 | 0.898 | 1.078 | 1.133 | 1.185 | 1.231 | 1.269 | 1.299 | 1.313 | 1.313 | 1.306 | 1.292 | 1.278 | 1.277 | 1.271 | 1.259 | 1.246 | 1.238 | 1.217 | 1.206 | 1.192 | 1.18 | 1.165 | 1.153 | 1.147 | 1.138
Watford South 2 and 4 | Non-renewable Engines (Gas) (non CHP) | Gen_BB006 |  | MW | ElectricEngagement | 0.538 | 0.618 | 0.698 | 0.778 | 0.805 | 0.833 | 0.843 | 0.836 | 0.827 | 0.799 | 0.738 | 0.648 | 0.54 | 0.45 | 0.377 | 0.32 | 0.244 | 0.15 | 0.07 | 0.052 | 0.052 | 0.052 | 0.026 | 0.026 | 0.026 | 0 | 0
Watford South 2 and 4 | Non-renewable Engines (Gas) (non CHP) | Gen_BB006 |  | MW | HydrogenEvolution | 0.538 | 0.618 | 0.698 | 0.778 | 0.805 | 0.833 | 0.843 | 0.836 | 0.827 | 0.799 | 0.738 | 0.648 | 0.54 | 0.45 | 0.377 | 0.32 | 0.244 | 0.15 | 0.07 | 0.052 | 0.052 | 0.052 | 0.026 | 0.026 | 0.026 | 0 | 0
West Thurrock | Non-renewable Engines (Gas) (non CHP) | Gen_BB006 |  | MW | HolisticTransition | 0 | 0 | 0 | 0 | 0.001 | 0.002 | 0.001 | 0 | 0 | 0 | 0 | 0 | 0 | 0 | 0 | 0 | 0 | 0 | 0 | 0 | 0 | 0 | 0 | 0 | 0 | 0 | 0
West Thurrock | Non-renewable Engines (Gas) (non CHP) | Gen_BB006 |  | MW | FallingBehind | 0 | 0 | 0 | 0 | 0.005 | 0.01 | 0.014 | 0.018 | 0.021 | 0.022 | 0.022 | 0.021 | 0.02 | 0.019 | 0.019 | 0.018 | 0.017 | 0.016 | 0.015 | 0.013 | 0.012 | 0.011 | 0.009 | 0.008 | 0.007 | 0.006 | 0.005
West Thurrock | Non-renewable Engines (Gas) (non CHP) | Gen_BB006 |  | MW | ElectricEngagement | 0 | 0 | 0 | 0 | 0.003 | 0.005 | 0.006 | 0.006 | 0.004 | 0.001 | 0 | 0 | 0 | 0 | 0 | 0 | 0 | 0 | 0 | 0 | 0 | 0 | 0 | 0 | 0 | 0 | 0
West Thurrock | Non-renewable Engines (Gas) (non CHP) | Gen_BB006 |  | MW | HydrogenEvolution | 0 | 0 | 0 | 0 | 0.003 | 0.005 | 0.006 | 0.006 | 0.004 | 0.001 | 0 | 0 | 0 | 0 | 0 | 0 | 0 | 0 | 0 | 0 | 0 | 0 | 0 | 0 | 0 | 0 | 0
Willesden | Non-renewable Engines (Gas) (non CHP) | Gen_BB006 |  | MW | HolisticTransition | 0 | 0 | 0 | 0 | 0.002 | 0.007 | 0.003 | 0 | 0 | 0 | 0 | 0 | 0 | 0 | 0 | 0 | 0 | 0 | 0 | 0 | 0 | 0 | 0 | 0 | 0 | 0 | 0
Willesden | Non-renewable Engines (Gas) (non CHP) | Gen_BB006 |  | MW | FallingBehind | 0 | 0 | 0 | 0 | 0.016 | 0.029 | 0.045 | 0.056 | 0.065 | 0.067 | 0.069 | 0.067 | 0.063 | 0.06 | 0.058 | 0.055 | 0.054 | 0.05 | 0.045 | 0.041 | 0.035 | 0.032 | 0.028 | 0.024 | 0.02 | 0.017 | 0.016
Willesden | Non-renewable Engines (Gas) (non CHP) | Gen_BB006 |  | MW | ElectricEngagement | 0 | 0 | 0 | 0 | 0.01 | 0.019 | 0.021 | 0.021 | 0.015 | 0.003 | 0 | 0 | 0 | 0 | 0 | 0 | 0 | 0 | 0 | 0 | 0 | 0 | 0 | 0 | 0 | 0 | 0
Willesden | Non-renewable Engines (Gas) (non CHP) | Gen_BB006 |  | MW | HydrogenEvolution | 0 | 0 | 0 | 0 | 0.01 | 0.019 | 0.021 | 0.021 | 0.015 | 0.003 | 0 | 0 | 0 | 0 | 0 | 0 | 0 | 0 | 0 | 0 | 0 | 0 | 0 | 0 | 0 | 0 | 0
Amersham | Fuel Cells | Gen_BB007 |  | MW | HolisticTransition | 0 | 0 | 0 | 0 | 0 | 0 | 0 | 0 | 0 | 0 | 0 | 0 | 0 | 0 | 0 | 0 | 0 | 0 | 0 | 0 | 0 | 0 | 0 | 0 | 0 | 0 | 0
Amersham | Fuel Cells | Gen_BB007 |  | MW | FallingBehind | 0 | 0 | 0 | 0 | 0 | 0 | 0 | 0 | 0 | 0 | 0 | 0 | 0 | 0 | 0 | 0 | 0 | 0 | 0 | 0 | 0 | 0 | 0 | 0 | 0 | 0 | 0
Amersham | Fuel Cells | Gen_BB007 |  | MW | ElectricEngagement | 0 | 0 | 0 | 0 | 0 | 0 | 0 | 0 | 0 | 0 | 0 | 0 | 0 | 0 | 0 | 0 | 0 | 0 | 0 | 0 | 0 | 0 | 0 | 0 | 0 | 0 | 0
Amersham | Fuel Cells | Gen_BB007 |  | MW | HydrogenEvolution | 0 | 0 | 0 | 0 | 0 | 0 | 0 | 0 | 0 | 0 | 0 | 0 | 0 | 0 | 0 | 0 | 0 | 0 | 0 | 0 | 0 | 0 | 0 | 0 | 0 | 0 | 0
Barking 132 | Fuel Cells | Gen_BB007 |  | MW | HolisticTransition | 0 | 0 | 0 | 0 | 0 | 0 | 0 | 0 | 0 | 0 | 0 | 0 | 0 | 0 | 0 | 0 | 0 | 0 | 0 | 0 | 0 | 0 | 0 | 0 | 0 | 0 | 0
Barking 132 | Fuel Cells | Gen_BB007 |  | MW | FallingBehind | 0 | 0 | 0 | 0 | 0 | 0 | 0 | 0 | 0 | 0 | 0 | 0 | 0 | 0 | 0 | 0 | 0 | 0 | 0 | 0 | 0 | 0 | 0 | 0 | 0 | 0 | 0
Barking 132 | Fuel Cells | Gen_BB007 |  | MW | ElectricEngagement | 0 | 0 | 0 | 0 | 0 | 0 | 0 | 0 | 0 | 0 | 0 | 0 | 0 | 0 | 0 | 0 | 0 | 0 | 0 | 0 | 0 | 0 | 0 | 0 | 0 | 0 | 0
Barking 132 | Fuel Cells | Gen_BB007 |  | MW | HydrogenEvolution | 0 | 0 | 0 | 0 | 0 | 0 | 0 | 0 | 0 | 0 | 0 | 0 | 0 | 0 | 0 | 0 | 0 | 0 | 0 | 0 | 0 | 0 | 0 | 0 | 0 | 0 | 0
Barking West (EPN) | Fuel Cells | Gen_BB007 |  | MW | HolisticTransition | 0 | 0 | 0 | 0 | 0 | 0 | 0 | 0 | 0 | 0 | 0 | 0 | 0 | 0 | 0 | 0 | 0 | 0 | 0 | 0 | 0 | 0 | 0 | 0 | 0 | 0 | 0
Barking West (EPN) | Fuel Cells | Gen_BB007 |  | MW | FallingBehind | 0 | 0 | 0 | 0 | 0 | 0 | 0 | 0 | 0 | 0 | 0 | 0 | 0 | 0 | 0 | 0 | 0 | 0 | 0 | 0 | 0 | 0 | 0 | 0 | 0 | 0 | 0
Barking West (EPN) | Fuel Cells | Gen_BB007 |  | MW | ElectricEngagement | 0 | 0 | 0 | 0 | 0 | 0 | 0 | 0 | 0 | 0 | 0 | 0 | 0 | 0 | 0 | 0 | 0 | 0 | 0 | 0 | 0 | 0 | 0 | 0 | 0 | 0 | 0
Barking West (EPN) | Fuel Cells | Gen_BB007 |  | MW | HydrogenEvolution | 0 | 0 | 0 | 0 | 0 | 0 | 0 | 0 | 0 | 0 | 0 | 0 | 0 | 0 | 0 | 0 | 0 | 0 | 0 | 0 | 0 | 0 | 0 | 0 | 0 | 0 | 0
Biggleswade | Fuel Cells | Gen_BB007 |  | MW | HolisticTransition | 0 | 0 | 0 | 0 | 0 | 0 | 0 | 0 | 0 | 0 | 0 | 0 | 0 | 0 | 0 | 0 | 0 | 0 | 0 | 0 | 0 | 0 | 0 | 0 | 0 | 0 | 0
Biggleswade | Fuel Cells | Gen_BB007 |  | MW | FallingBehind | 0 | 0 | 0 | 0 | 0 | 0 | 0 | 0 | 0 | 0 | 0 | 0 | 0 | 0 | 0 | 0 | 0 | 0 | 0 | 0 | 0 | 0 | 0 | 0 | 0 | 0 | 0
Biggleswade | Fuel Cells | Gen_BB007 |  | MW | ElectricEngagement | 0 | 0 | 0 | 0 | 0 | 0 | 0 | 0 | 0 | 0 | 0 | 0 | 0 | 0 | 0 | 0 | 0 | 0 | 0 | 0 | 0 | 0 | 0 | 0 | 0 | 0 | 0
Biggleswade | Fuel Cells | Gen_BB007 |  | MW | HydrogenEvolution | 0 | 0 | 0 | 0 | 0 | 0 | 0 | 0 | 0 | 0 | 0 | 0 | 0 | 0 | 0 | 0 | 0 | 0 | 0 | 0 | 0 | 0 | 0 | 0 | 0 | 0 | 0
Bourne | Fuel Cells | Gen_BB007 |  | MW | HolisticTransition | 0 | 0 | 0 | 0 | 0 | 0 | 0 | 0 | 0 | 0 | 0 | 0 | 0 | 0 | 0 | 0 | 0 | 0 | 0 | 0 | 0 | 0 | 0 | 0 | 0 | 0 | 0
Bourne | Fuel Cells | Gen_BB007 |  | MW | FallingBehind | 0 | 0 | 0 | 0 | 0 | 0 | 0 | 0 | 0 | 0 | 0 | 0 | 0 | 0 | 0 | 0 | 0 | 0 | 0 | 0 | 0 | 0 | 0 | 0 | 0 | 0 | 0
Bourne | Fuel Cells | Gen_BB007 |  | MW | ElectricEngagement | 0 | 0 | 0 | 0 | 0 | 0 | 0 | 0 | 0 | 0 | 0 | 0 | 0 | 0 | 0 | 0 | 0 | 0 | 0 | 0 | 0 | 0 | 0 | 0 | 0 | 0 | 0
Bourne | Fuel Cells | Gen_BB007 |  | MW | HydrogenEvolution | 0 | 0 | 0 | 0 | 0 | 0 | 0 | 0 | 0 | 0 | 0 | 0 | 0 | 0 | 0 | 0 | 0 | 0 | 0 | 0 | 0 | 0 | 0 | 0 | 0 | 0 | 0
Braintree | Fuel Cells | Gen_BB007 |  | MW | HolisticTransition | 0 | 0 | 0 | 0 | 0 | 0 | 0 | 0 | 0 | 0 | 0 | 0 | 0 | 0 | 0 | 0 | 0 | 0 | 0 | 0 | 0 | 0 | 0 | 0 | 0 | 0 | 0
Braintree | Fuel Cells | Gen_BB007 |  | MW | FallingBehind | 0 | 0 | 0 | 0 | 0 | 0 | 0 | 0 | 0 | 0 | 0 | 0 | 0 | 0 | 0 | 0 | 0 | 0 | 0 | 0 | 0 | 0 | 0 | 0 | 0 | 0 | 0
Braintree | Fuel Cells | Gen_BB007 |  | MW | ElectricEngagement | 0 | 0 | 0 | 0 | 0 | 0 | 0 | 0 | 0 | 0 | 0 | 0 | 0 | 0 | 0 | 0 | 0 | 0 | 0 | 0 | 0 | 0 | 0 | 0 | 0 | 0 | 0
Braintree | Fuel Cells | Gen_BB007 |  | MW | HydrogenEvolution | 0 | 0 | 0 | 0 | 0 | 0 | 0 | 0 | 0 | 0 | 0 | 0 | 0 | 0 | 0 | 0 | 0 | 0 | 0 | 0 | 0 | 0 | 0 | 0 | 0 | 0 | 0
Bramford | Fuel Cells | Gen_BB007 |  | MW | HolisticTransition | 0 | 0 | 0 | 0 | 0 | 0 | 0 | 0 | 0 | 0 | 0 | 0 | 0 | 0 | 0 | 0 | 0 | 0 | 0 | 0 | 0 | 0 | 0 | 0 | 0 | 0 | 0
Bramford | Fuel Cells | Gen_BB007 |  | MW | FallingBehind | 0 | 0 | 0 | 0 | 0 | 0 | 0 | 0 | 0 | 0 | 0 | 0 | 0 | 0 | 0 | 0 | 0 | 0 | 0 | 0 | 0 | 0 | 0 | 0 | 0 | 0 | 0
Bramford | Fuel Cells | Gen_BB007 |  | MW | ElectricEngagement | 0 | 0 | 0 | 0 | 0 | 0 | 0 | 0 | 0 | 0 | 0 | 0 | 0 | 0 | 0 | 0 | 0 | 0 | 0 | 0 | 0 | 0 | 0 | 0 | 0 | 0 | 0
Bramford | Fuel Cells | Gen_BB007 |  | MW | HydrogenEvolution | 0 | 0 | 0 | 0 | 0 | 0 | 0 | 0 | 0 | 0 | 0 | 0 | 0 | 0 | 0 | 0 | 0 | 0 | 0 | 0 | 0 | 0 | 0 | 0 | 0 | 0 | 0
Brimsdown (EPN) | Fuel Cells | Gen_BB007 |  | MW | HolisticTransition | 0 | 0 | 0 | 0 | 0 | 0 | 0 | 0 | 0 | 0 | 0 | 0 | 0 | 0 | 0 | 0 | 0 | 0 | 0 | 0 | 0 | 0 | 0 | 0 | 0 | 0 | 0
Brimsdown (EPN) | Fuel Cells | Gen_BB007 |  | MW | FallingBehind | 0 | 0 | 0 | 0 | 0 | 0 | 0 | 0 | 0 | 0 | 0 | 0 | 0 | 0 | 0 | 0 | 0 | 0 | 0 | 0 | 0 | 0 | 0 | 0 | 0 | 0 | 0
Brimsdown (EPN) | Fuel Cells | Gen_BB007 |  | MW | ElectricEngagement | 0 | 0 | 0 | 0 | 0 | 0 | 0 | 0 | 0 | 0 | 0 | 0 | 0 | 0 | 0 | 0 | 0 | 0 | 0 | 0 | 0 | 0 | 0 | 0 | 0 | 0 | 0
Brimsdown (EPN) | Fuel Cells | Gen_BB007 |  | MW | HydrogenEvolution | 0 | 0 | 0 | 0 | 0 | 0 | 0 | 0 | 0 | 0 | 0 | 0 | 0 | 0 | 0 | 0 | 0 | 0 | 0 | 0 | 0 | 0 | 0 | 0 | 0 | 0 | 0
Burwell | Fuel Cells | Gen_BB007 |  | MW | HolisticTransition | 0 | 0 | 0 | 0 | 0 | 0 | 0 | 0 | 0 | 0 | 0 | 0 | 0 | 0 | 0 | 0 | 0 | 0 | 0 | 0 | 0 | 0 | 0 | 0 | 0 | 0 | 0
Burwell | Fuel Cells | Gen_BB007 |  | MW | FallingBehind | 0 | 0 | 0 | 0 | 0 | 0 | 0 | 0 | 0 | 0 | 0 | 0 | 0 | 0 | 0 | 0 | 0 | 0 | 0 | 0 | 0 | 0 | 0 | 0 | 0 | 0 | 0
Burwell | Fuel Cells | Gen_BB007 |  | MW | ElectricEngagement | 0 | 0 | 0 | 0 | 0 | 0 | 0 | 0 | 0 | 0 | 0 | 0 | 0 | 0 | 0 | 0 | 0 | 0 | 0 | 0 | 0 | 0 | 0 | 0 | 0 | 0 | 0
Burwell | Fuel Cells | Gen_BB007 |  | MW | HydrogenEvolution | 0 | 0 | 0 | 0 | 0 | 0 | 0 | 0 | 0 | 0 | 0 | 0 | 0 | 0 | 0 | 0 | 0 | 0 | 0 | 0 | 0 | 0 | 0 | 0 | 0 | 0 | 0
Eaton Socon | Fuel Cells | Gen_BB007 |  | MW | HolisticTransition | 0 | 0 | 0 | 0 | 0 | 0 | 0 | 0 | 0 | 0 | 0 | 0 | 0 | 0 | 0 | 0 | 0 | 0 | 0 | 0 | 0 | 0 | 0 | 0 | 0 | 0 | 0
Eaton Socon | Fuel Cells | Gen_BB007 |  | MW | FallingBehind | 0 | 0 | 0 | 0 | 0 | 0 | 0 | 0 | 0 | 0 | 0 | 0 | 0 | 0 | 0 | 0 | 0 | 0 | 0 | 0 | 0 | 0 | 0 | 0 | 0 | 0 | 0
Eaton Socon | Fuel Cells | Gen_BB007 |  | MW | ElectricEngagement | 0 | 0 | 0 | 0 | 0 | 0 | 0 | 0 | 0 | 0 | 0 | 0 | 0 | 0 | 0 | 0 | 0 | 0 | 0 | 0 | 0 | 0 | 0 | 0 | 0 | 0 | 0
Eaton Socon | Fuel Cells | Gen_BB007 |  | MW | HydrogenEvolution | 0 | 0 | 0 | 0 | 0 | 0 | 0 | 0 | 0 | 0 | 0 | 0 | 0 | 0 | 0 | 0 | 0 | 0 | 0 | 0 | 0 | 0 | 0 | 0 | 0 | 0 | 0
Elstree 1&2 and 8&9 and Watford South 3A&3B | Fuel Cells | Gen_BB007 |  | MW | HolisticTransition | 0 | 0 | 0 | 0 | 0 | 0 | 0 | 0 | 0 | 0 | 0 | 0 | 0 | 0 | 0 | 0 | 0 | 0 | 0 | 0 | 0 | 0 | 0 | 0 | 0 | 0 | 0
Elstree 1&2 and 8&9 and Watford South 3A&3B | Fuel Cells | Gen_BB007 |  | MW | FallingBehind | 0 | 0 | 0 | 0 | 0 | 0 | 0 | 0 | 0 | 0 | 0 | 0 | 0 | 0 | 0 | 0 | 0 | 0 | 0 | 0 | 0 | 0 | 0 | 0 | 0 | 0 | 0
Elstree 1&2 and 8&9 and Watford South 3A&3B | Fuel Cells | Gen_BB007 |  | MW | ElectricEngagement | 0 | 0 | 0 | 0 | 0 | 0 | 0 | 0 | 0 | 0 | 0 | 0 | 0 | 0 | 0 | 0 | 0 | 0 | 0 | 0 | 0 | 0 | 0 | 0 | 0 | 0 | 0
Elstree 1&2 and 8&9 and Watford South 3A&3B | Fuel Cells | Gen_BB007 |  | MW | HydrogenEvolution | 0 | 0 | 0 | 0 | 0 | 0 | 0 | 0 | 0 | 0 | 0 | 0 | 0 | 0 | 0 | 0 | 0 | 0 | 0 | 0 | 0 | 0 | 0 | 0 | 0 | 0 | 0
Elstree 3&4 | Fuel Cells | Gen_BB007 |  | MW | HolisticTransition | 0 | 0 | 0 | 0 | 0 | 0 | 0 | 0 | 0 | 0 | 0 | 0 | 0 | 0 | 0 | 0 | 0 | 0 | 0 | 0 | 0 | 0 | 0 | 0 | 0 | 0 | 0
Elstree 3&4 | Fuel Cells | Gen_BB007 |  | MW | FallingBehind | 0 | 0 | 0 | 0 | 0 | 0 | 0 | 0 | 0 | 0 | 0 | 0 | 0 | 0 | 0 | 0 | 0 | 0 | 0 | 0 | 0 | 0 | 0 | 0 | 0 | 0 | 0
Elstree 3&4 | Fuel Cells | Gen_BB007 |  | MW | ElectricEngagement | 0 | 0 | 0 | 0 | 0 | 0 | 0 | 0 | 0 | 0 | 0 | 0 | 0 | 0 | 0 | 0 | 0 | 0 | 0 | 0 | 0 | 0 | 0 | 0 | 0 | 0 | 0
Elstree 3&4 | Fuel Cells | Gen_BB007 |  | MW | HydrogenEvolution | 0 | 0 | 0 | 0 | 0 | 0 | 0 | 0 | 0 | 0 | 0 | 0 | 0 | 0 | 0 | 0 | 0 | 0 | 0 | 0 | 0 | 0 | 0 | 0 | 0 | 0 | 0
Grendon | Fuel Cells | Gen_BB007 |  | MW | HolisticTransition | 0 | 0 | 0 | 0 | 0 | 0 | 0 | 0 | 0 | 0 | 0 | 0 | 0 | 0 | 0 | 0 | 0 | 0 | 0 | 0 | 0 | 0 | 0 | 0 | 0 | 0 | 0
Grendon | Fuel Cells | Gen_BB007 |  | MW | FallingBehind | 0 | 0 | 0 | 0 | 0 | 0 | 0 | 0 | 0 | 0 | 0 | 0 | 0 | 0 | 0 | 0 | 0 | 0 | 0 | 0 | 0 | 0 | 0 | 0 | 0 | 0 | 0
Grendon | Fuel Cells | Gen_BB007 |  | MW | ElectricEngagement | 0 | 0 | 0 | 0 | 0 | 0 | 0 | 0 | 0 | 0 | 0 | 0 | 0 | 0 | 0 | 0 | 0 | 0 | 0 | 0 | 0 | 0 | 0 | 0 | 0 | 0 | 0
Grendon | Fuel Cells | Gen_BB007 |  | MW | HydrogenEvolution | 0 | 0 | 0 | 0 | 0 | 0 | 0 | 0 | 0 | 0 | 0 | 0 | 0 | 0 | 0 | 0 | 0 | 0 | 0 | 0 | 0 | 0 | 0 | 0 | 0 | 0 | 0
Mill Hill and Hendon | Fuel Cells | Gen_BB007 |  | MW | HolisticTransition | 0 | 0 | 0 | 0 | 0 | 0 | 0 | 0 | 0 | 0 | 0 | 0 | 0 | 0 | 0 | 0 | 0 | 0 | 0 | 0 | 0 | 0 | 0 | 0 | 0 | 0 | 0
Mill Hill and Hendon | Fuel Cells | Gen_BB007 |  | MW | FallingBehind | 0 | 0 | 0 | 0 | 0 | 0 | 0 | 0 | 0 | 0 | 0 | 0 | 0 | 0 | 0 | 0 | 0 | 0 | 0 | 0 | 0 | 0 | 0 | 0 | 0 | 0 | 0
Mill Hill and Hendon | Fuel Cells | Gen_BB007 |  | MW | ElectricEngagement | 0 | 0 | 0 | 0 | 0 | 0 | 0 | 0 | 0 | 0 | 0 | 0 | 0 | 0 | 0 | 0 | 0 | 0 | 0 | 0 | 0 | 0 | 0 | 0 | 0 | 0 | 0
Mill Hill and Hendon | Fuel Cells | Gen_BB007 |  | MW | HydrogenEvolution | 0 | 0 | 0 | 0 | 0 | 0 | 0 | 0 | 0 | 0 | 0 | 0 | 0 | 0 | 0 | 0 | 0 | 0 | 0 | 0 | 0 | 0 | 0 | 0 | 0 | 0 | 0
Norwich | Fuel Cells | Gen_BB007 |  | MW | HolisticTransition | 0 | 0 | 0 | 0 | 0 | 0 | 0 | 0 | 0 | 0 | 0 | 0 | 0 | 0 | 0 | 0 | 0 | 0 | 0 | 0 | 0 | 0 | 0 | 0 | 0 | 0 | 0
Norwich | Fuel Cells | Gen_BB007 |  | MW | FallingBehind | 0 | 0 | 0 | 0 | 0 | 0 | 0 | 0 | 0 | 0 | 0 | 0 | 0 | 0 | 0 | 0 | 0 | 0 | 0 | 0 | 0 | 0 | 0 | 0 | 0 | 0 | 0
Norwich | Fuel Cells | Gen_BB007 |  | MW | ElectricEngagement | 0 | 0 | 0 | 0 | 0 | 0 | 0 | 0 | 0 | 0 | 0 | 0 | 0 | 0 | 0 | 0 | 0 | 0 | 0 | 0 | 0 | 0 | 0 | 0 | 0 | 0 | 0
Norwich | Fuel Cells | Gen_BB007 |  | MW | HydrogenEvolution | 0 | 0 | 0 | 0 | 0 | 0 | 0 | 0 | 0 | 0 | 0 | 0 | 0 | 0 | 0 | 0 | 0 | 0 | 0 | 0 | 0 | 0 | 0 | 0 | 0 | 0 | 0
Pelham and Wymondley | Fuel Cells | Gen_BB007 |  | MW | HolisticTransition | 0 | 0 | 0 | 0 | 0 | 0 | 0 | 0 | 0 | 0 | 0 | 0 | 0 | 0 | 0 | 0 | 0 | 0 | 0 | 0 | 0 | 0 | 0 | 0 | 0 | 0 | 0
Pelham and Wymondley | Fuel Cells | Gen_BB007 |  | MW | FallingBehind | 0 | 0 | 0 | 0 | 0 | 0 | 0 | 0 | 0 | 0 | 0 | 0 | 0 | 0 | 0 | 0 | 0 | 0 | 0 | 0 | 0 | 0 | 0 | 0 | 0 | 0 | 0
Pelham and Wymondley | Fuel Cells | Gen_BB007 |  | MW | ElectricEngagement | 0 | 0 | 0 | 0 | 0 | 0 | 0 | 0 | 0 | 0 | 0 | 0 | 0 | 0 | 0 | 0 | 0 | 0 | 0 | 0 | 0 | 0 | 0 | 0 | 0 | 0 | 0
Pelham and Wymondley | Fuel Cells | Gen_BB007 |  | MW | HydrogenEvolution | 0 | 0 | 0 | 0 | 0 | 0 | 0 | 0 | 0 | 0 | 0 | 0 | 0 | 0 | 0 | 0 | 0 | 0 | 0 | 0 | 0 | 0 | 0 | 0 | 0 | 0 | 0
Pelham and Wymondley and Twinstead Green | Fuel Cells | Gen_BB007 |  | MW | HolisticTransition | 0 | 0 | 0 | 0 | 0 | 0 | 0 | 0 | 0 | 0 | 0 | 0 | 0 | 0 | 0 | 0 | 0 | 0 | 0 | 0 | 0 | 0 | 0 | 0 | 0 | 0 | 0
Pelham and Wymondley and Twinstead Green | Fuel Cells | Gen_BB007 |  | MW | FallingBehind | 0 | 0 | 0 | 0 | 0 | 0 | 0 | 0 | 0 | 0 | 0 | 0 | 0 | 0 | 0 | 0 | 0 | 0 | 0 | 0 | 0 | 0 | 0 | 0 | 0 | 0 | 0
Pelham and Wymondley and Twinstead Green | Fuel Cells | Gen_BB007 |  | MW | ElectricEngagement | 0 | 0 | 0 | 0 | 0 | 0 | 0 | 0 | 0 | 0 | 0 | 0 | 0 | 0 | 0 | 0 | 0 | 0 | 0 | 0 | 0 | 0 | 0 | 0 | 0 | 0 | 0
Pelham and Wymondley and Twinstead Green | Fuel Cells | Gen_BB007 |  | MW | HydrogenEvolution | 0 | 0 | 0 | 0 | 0 | 0 | 0 | 0 | 0 | 0 | 0 | 0 | 0 | 0 | 0 | 0 | 0 | 0 | 0 | 0 | 0 | 0 | 0 | 0 | 0 | 0 | 0
Rayleigh | Fuel Cells | Gen_BB007 |  | MW | HolisticTransition | 0 | 0 | 0 | 0 | 0 | 0 | 0 | 0 | 0 | 0 | 0 | 0 | 0 | 0 | 0 | 0 | 0 | 0 | 0 | 0 | 0 | 0 | 0 | 0 | 0 | 0 | 0
Rayleigh | Fuel Cells | Gen_BB007 |  | MW | FallingBehind | 0 | 0 | 0 | 0 | 0 | 0 | 0 | 0 | 0 | 0 | 0 | 0 | 0 | 0 | 0 | 0 | 0 | 0 | 0 | 0 | 0 | 0 | 0 | 0 | 0 | 0 | 0
Rayleigh | Fuel Cells | Gen_BB007 |  | MW | ElectricEngagement | 0 | 0 | 0 | 0 | 0 | 0 | 0 | 0 | 0 | 0 | 0 | 0 | 0 | 0 | 0 | 0 | 0 | 0 | 0 | 0 | 0 | 0 | 0 | 0 | 0 | 0 | 0
Rayleigh | Fuel Cells | Gen_BB007 |  | MW | HydrogenEvolution | 0 | 0 | 0 | 0 | 0 | 0 | 0 | 0 | 0 | 0 | 0 | 0 | 0 | 0 | 0 | 0 | 0 | 0 | 0 | 0 | 0 | 0 | 0 | 0 | 0 | 0 | 0
Rye House | Fuel Cells | Gen_BB007 |  | MW | HolisticTransition | 0 | 0 | 0 | 0 | 0 | 0 | 0 | 0 | 0 | 0 | 0 | 0 | 0 | 0 | 0 | 0 | 0 | 0 | 0 | 0 | 0 | 0 | 0 | 0 | 0 | 0 | 0
Rye House | Fuel Cells | Gen_BB007 |  | MW | FallingBehind | 0 | 0 | 0 | 0 | 0 | 0 | 0 | 0 | 0 | 0 | 0 | 0 | 0 | 0 | 0 | 0 | 0 | 0 | 0 | 0 | 0 | 0 | 0 | 0 | 0 | 0 | 0
Rye House | Fuel Cells | Gen_BB007 |  | MW | ElectricEngagement | 0 | 0 | 0 | 0 | 0 | 0 | 0 | 0 | 0 | 0 | 0 | 0 | 0 | 0 | 0 | 0 | 0 | 0 | 0 | 0 | 0 | 0 | 0 | 0 | 0 | 0 | 0
Rye House | Fuel Cells | Gen_BB007 |  | MW | HydrogenEvolution | 0 | 0 | 0 | 0 | 0 | 0 | 0 | 0 | 0 | 0 | 0 | 0 | 0 | 0 | 0 | 0 | 0 | 0 | 0 | 0 | 0 | 0 | 0 | 0 | 0 | 0 | 0
Sundon | Fuel Cells | Gen_BB007 |  | MW | HolisticTransition | 0 | 0 | 0 | 0 | 0 | 0 | 0 | 0 | 0 | 0 | 0 | 0 | 0 | 0 | 0 | 0 | 0 | 0 | 0 | 0 | 0 | 0 | 0 | 0 | 0 | 0 | 0
Sundon | Fuel Cells | Gen_BB007 |  | MW | FallingBehind | 0 | 0 | 0 | 0 | 0 | 0 | 0 | 0 | 0 | 0 | 0 | 0 | 0 | 0 | 0 | 0 | 0 | 0 | 0 | 0 | 0 | 0 | 0 | 0 | 0 | 0 | 0
Sundon | Fuel Cells | Gen_BB007 |  | MW | ElectricEngagement | 0 | 0 | 0 | 0 | 0 | 0 | 0 | 0 | 0 | 0 | 0 | 0 | 0 | 0 | 0 | 0 | 0 | 0 | 0 | 0 | 0 | 0 | 0 | 0 | 0 | 0 | 0
Sundon | Fuel Cells | Gen_BB007 |  | MW | HydrogenEvolution | 0 | 0 | 0 | 0 | 0 | 0 | 0 | 0 | 0 | 0 | 0 | 0 | 0 | 0 | 0 | 0 | 0 | 0 | 0 | 0 | 0 | 0 | 0 | 0 | 0 | 0 | 0
Tilbury 1&7 | Fuel Cells | Gen_BB007 |  | MW | HolisticTransition | 0 | 0 | 0 | 0 | 0 | 0 | 0 | 0 | 0 | 0 | 0 | 0 | 0 | 0 | 0 | 0 | 0 | 0 | 0 | 0 | 0 | 0 | 0 | 0 | 0 | 0 | 0
Tilbury 1&7 | Fuel Cells | Gen_BB007 |  | MW | FallingBehind | 0 | 0 | 0 | 0 | 0 | 0 | 0 | 0 | 0 | 0 | 0 | 0 | 0 | 0 | 0 | 0 | 0 | 0 | 0 | 0 | 0 | 0 | 0 | 0 | 0 | 0 | 0
Tilbury 1&7 | Fuel Cells | Gen_BB007 |  | MW | ElectricEngagement | 0 | 0 | 0 | 0 | 0 | 0 | 0 | 0 | 0 | 0 | 0 | 0 | 0 | 0 | 0 | 0 | 0 | 0 | 0 | 0 | 0 | 0 | 0 | 0 | 0 | 0 | 0
Tilbury 1&7 | Fuel Cells | Gen_BB007 |  | MW | HydrogenEvolution | 0 | 0 | 0 | 0 | 0 | 0 | 0 | 0 | 0 | 0 | 0 | 0 | 0 | 0 | 0 | 0 | 0 | 0 | 0 | 0 | 0 | 0 | 0 | 0 | 0 | 0 | 0
Tilbury 2&8 | Fuel Cells | Gen_BB007 |  | MW | HolisticTransition | 0 | 0 | 0 | 0 | 0 | 0 | 0 | 0 | 0 | 0 | 0 | 0 | 0 | 0 | 0 | 0 | 0 | 0 | 0 | 0 | 0 | 0 | 0 | 0 | 0 | 0 | 0
Tilbury 2&8 | Fuel Cells | Gen_BB007 |  | MW | FallingBehind | 0 | 0 | 0 | 0 | 0 | 0 | 0 | 0 | 0 | 0 | 0 | 0 | 0 | 0 | 0 | 0 | 0 | 0 | 0 | 0 | 0 | 0 | 0 | 0 | 0 | 0 | 0
Tilbury 2&8 | Fuel Cells | Gen_BB007 |  | MW | ElectricEngagement | 0 | 0 | 0 | 0 | 0 | 0 | 0 | 0 | 0 | 0 | 0 | 0 | 0 | 0 | 0 | 0 | 0 | 0 | 0 | 0 | 0 | 0 | 0 | 0 | 0 | 0 | 0
Tilbury 2&8 | Fuel Cells | Gen_BB007 |  | MW | HydrogenEvolution | 0 | 0 | 0 | 0 | 0 | 0 | 0 | 0 | 0 | 0 | 0 | 0 | 0 | 0 | 0 | 0 | 0 | 0 | 0 | 0 | 0 | 0 | 0 | 0 | 0 | 0 | 0
Tottenham | Fuel Cells | Gen_BB007 |  | MW | HolisticTransition | 0 | 0 | 0 | 0 | 0 | 0 | 0 | 0 | 0 | 0 | 0 | 0 | 0 | 0 | 0 | 0 | 0 | 0 | 0 | 0 | 0 | 0 | 0 | 0 | 0 | 0 | 0
Tottenham | Fuel Cells | Gen_BB007 |  | MW | FallingBehind | 0 | 0 | 0 | 0 | 0 | 0 | 0 | 0 | 0 | 0 | 0 | 0 | 0 | 0 | 0 | 0 | 0 | 0 | 0 | 0 | 0 | 0 | 0 | 0 | 0 | 0 | 0
Tottenham | Fuel Cells | Gen_BB007 |  | MW | ElectricEngagement | 0 | 0 | 0 | 0 | 0 | 0 | 0 | 0 | 0 | 0 | 0 | 0 | 0 | 0 | 0 | 0 | 0 | 0 | 0 | 0 | 0 | 0 | 0 | 0 | 0 | 0 | 0
Tottenham | Fuel Cells | Gen_BB007 |  | MW | HydrogenEvolution | 0 | 0 | 0 | 0 | 0 | 0 | 0 | 0 | 0 | 0 | 0 | 0 | 0 | 0 | 0 | 0 | 0 | 0 | 0 | 0 | 0 | 0 | 0 | 0 | 0 | 0 | 0
Walpole | Fuel Cells | Gen_BB007 |  | MW | HolisticTransition | 0 | 0 | 0 | 0 | 0 | 0 | 0 | 0 | 0 | 0 | 0 | 0 | 0 | 0 | 0 | 0 | 0 | 0 | 0 | 0 | 0 | 0 | 0 | 0 | 0 | 0 | 0
Walpole | Fuel Cells | Gen_BB007 |  | MW | FallingBehind | 0 | 0 | 0 | 0 | 0 | 0 | 0 | 0 | 0 | 0 | 0 | 0 | 0 | 0 | 0 | 0 | 0 | 0 | 0 | 0 | 0 | 0 | 0 | 0 | 0 | 0 | 0
Walpole | Fuel Cells | Gen_BB007 |  | MW | ElectricEngagement | 0 | 0 | 0 | 0 | 0 | 0 | 0 | 0 | 0 | 0 | 0 | 0 | 0 | 0 | 0 | 0 | 0 | 0 | 0 | 0 | 0 | 0 | 0 | 0 | 0 | 0 | 0
Walpole | Fuel Cells | Gen_BB007 |  | MW | HydrogenEvolution | 0 | 0 | 0 | 0 | 0 | 0 | 0 | 0 | 0 | 0 | 0 | 0 | 0 | 0 | 0 | 0 | 0 | 0 | 0 | 0 | 0 | 0 | 0 | 0 | 0 | 0 | 0
Warley | Fuel Cells | Gen_BB007 |  | MW | HolisticTransition | 0 | 0 | 0 | 0 | 0 | 0 | 0 | 0 | 0 | 0 | 0 | 0 | 0 | 0 | 0 | 0 | 0 | 0 | 0 | 0 | 0 | 0 | 0 | 0 | 0 | 0 | 0
Warley | Fuel Cells | Gen_BB007 |  | MW | FallingBehind | 0 | 0 | 0 | 0 | 0 | 0 | 0 | 0 | 0 | 0 | 0 | 0 | 0 | 0 | 0 | 0 | 0 | 0 | 0 | 0 | 0 | 0 | 0 | 0 | 0 | 0 | 0
Warley | Fuel Cells | Gen_BB007 |  | MW | ElectricEngagement | 0 | 0 | 0 | 0 | 0 | 0 | 0 | 0 | 0 | 0 | 0 | 0 | 0 | 0 | 0 | 0 | 0 | 0 | 0 | 0 | 0 | 0 | 0 | 0 | 0 | 0 | 0
Warley | Fuel Cells | Gen_BB007 |  | MW | HydrogenEvolution | 0 | 0 | 0 | 0 | 0 | 0 | 0 | 0 | 0 | 0 | 0 | 0 | 0 | 0 | 0 | 0 | 0 | 0 | 0 | 0 | 0 | 0 | 0 | 0 | 0 | 0 | 0
Watford South 2 and 4 | Fuel Cells | Gen_BB007 |  | MW | HolisticTransition | 0 | 0 | 0 | 0 | 0 | 0 | 0 | 0 | 0 | 0 | 0 | 0 | 0 | 0 | 0 | 0 | 0 | 0 | 0 | 0 | 0 | 0 | 0 | 0 | 0 | 0 | 0
Watford South 2 and 4 | Fuel Cells | Gen_BB007 |  | MW | FallingBehind | 0 | 0 | 0 | 0 | 0 | 0 | 0 | 0 | 0 | 0 | 0 | 0 | 0 | 0 | 0 | 0 | 0 | 0 | 0 | 0 | 0 | 0 | 0 | 0 | 0 | 0 | 0
Watford South 2 and 4 | Fuel Cells | Gen_BB007 |  | MW | ElectricEngagement | 0 | 0 | 0 | 0 | 0 | 0 | 0 | 0 | 0 | 0 | 0 | 0 | 0 | 0 | 0 | 0 | 0 | 0 | 0 | 0 | 0 | 0 | 0 | 0 | 0 | 0 | 0
Watford South 2 and 4 | Fuel Cells | Gen_BB007 |  | MW | HydrogenEvolution | 0 | 0 | 0 | 0 | 0 | 0 | 0 | 0 | 0 | 0 | 0 | 0 | 0 | 0 | 0 | 0 | 0 | 0 | 0 | 0 | 0 | 0 | 0 | 0 | 0 | 0 | 0
West Thurrock | Fuel Cells | Gen_BB007 |  | MW | HolisticTransition | 0 | 0 | 0 | 0 | 0 | 0 | 0 | 0 | 0 | 0 | 0 | 0 | 0 | 0 | 0 | 0 | 0 | 0 | 0 | 0 | 0 | 0 | 0 | 0 | 0 | 0 | 0
West Thurrock | Fuel Cells | Gen_BB007 |  | MW | FallingBehind | 0 | 0 | 0 | 0 | 0 | 0 | 0 | 0 | 0 | 0 | 0 | 0 | 0 | 0 | 0 | 0 | 0 | 0 | 0 | 0 | 0 | 0 | 0 | 0 | 0 | 0 | 0
West Thurrock | Fuel Cells | Gen_BB007 |  | MW | ElectricEngagement | 0 | 0 | 0 | 0 | 0 | 0 | 0 | 0 | 0 | 0 | 0 | 0 | 0 | 0 | 0 | 0 | 0 | 0 | 0 | 0 | 0 | 0 | 0 | 0 | 0 | 0 | 0
West Thurrock | Fuel Cells | Gen_BB007 |  | MW | HydrogenEvolution | 0 | 0 | 0 | 0 | 0 | 0 | 0 | 0 | 0 | 0 | 0 | 0 | 0 | 0 | 0 | 0 | 0 | 0 | 0 | 0 | 0 | 0 | 0 | 0 | 0 | 0 | 0
Willesden | Fuel Cells | Gen_BB007 |  | MW | HolisticTransition | 0 | 0 | 0 | 0 | 0 | 0 | 0 | 0 | 0 | 0 | 0 | 0 | 0 | 0 | 0 | 0 | 0 | 0 | 0 | 0 | 0 | 0 | 0 | 0 | 0 | 0 | 0
Willesden | Fuel Cells | Gen_BB007 |  | MW | FallingBehind | 0 | 0 | 0 | 0 | 0 | 0 | 0 | 0 | 0 | 0 | 0 | 0 | 0 | 0 | 0 | 0 | 0 | 0 | 0 | 0 | 0 | 0 | 0 | 0 | 0 | 0 | 0
Willesden | Fuel Cells | Gen_BB007 |  | MW | ElectricEngagement | 0 | 0 | 0 | 0 | 0 | 0 | 0 | 0 | 0 | 0 | 0 | 0 | 0 | 0 | 0 | 0 | 0 | 0 | 0 | 0 | 0 | 0 | 0 | 0 | 0 | 0 | 0
Willesden | Fuel Cells | Gen_BB007 |  | MW | HydrogenEvolution | 0 | 0 | 0 | 0 | 0 | 0 | 0 | 0 | 0 | 0 | 0 | 0 | 0 | 0 | 0 | 0 | 0 | 0 | 0 | 0 | 0 | 0 | 0 | 0 | 0 | 0 | 0
Amersham | OCGTs (non CHP) | Gen_BB008 |  | MW | HolisticTransition | 0.052 | 0.052 | 0.052 | 0 | 0.019 | 0.019 | 0.019 | 0.031 | 0.031 | 0.031 | 0.031 | 0.031 | 0.031 | 0.031 | 0.031 | 0.031 | 0.031 | 0.031 | 0.031 | 0.031 | 0.031 | 0.031 | 0.031 | 0.031 | 0.031 | 0.031 | 0.031
Amersham | OCGTs (non CHP) | Gen_BB008 |  | MW | FallingBehind | 0.052 | 0.052 | 0.052 | 0 | 0.019 | 0.019 | 0.019 | 0.031 | 0.031 | 0.031 | 0.031 | 0.031 | 0.031 | 0.031 | 0.031 | 0.031 | 0.031 | 0.031 | 0.031 | 0.031 | 0.031 | 0.031 | 0.031 | 0.031 | 0.031 | 0.031 | 0.031
Amersham | OCGTs (non CHP) | Gen_BB008 |  | MW | ElectricEngagement | 0.052 | 0 | 0 | 0 | 0 | 0 | 0 | 0 | 0 | 0 | 0 | 0 | 0 | 0 | 0 | 0 | 0 | 0 | 0 | 0 | 0 | 0 | 0 | 0 | 0 | 0 | 0
Amersham | OCGTs (non CHP) | Gen_BB008 |  | MW | HydrogenEvolution | 0.052 | 0 | 0 | 0 | 0 | 0 | 0 | 0 | 0 | 0 | 0 | 0 | 0 | 0 | 0 | 0 | 0 | 0 | 0 | 0 | 0 | 0 | 0 | 0 | 0 | 0 | 0
Barking 132 | OCGTs (non CHP) | Gen_BB008 |  | MW | HolisticTransition | 0 | 7.5 | 15 | 22.058 | 21.679 | 21.321 | 20.963 | 12.65 | 12.65 | 12.65 | 12.65 | 12.65 | 12.65 | 12.65 | 12.65 | 12.65 | 12.65 | 12.65 | 12.65 | 12.65 | 12.65 | 12.65 | 12.65 | 12.65 | 12.65 | 12.65 | 12.65
Barking 132 | OCGTs (non CHP) | Gen_BB008 |  | MW | FallingBehind | 0 | 7.5 | 15 | 22.058 | 21.679 | 21.321 | 20.963 | 12.65 | 12.65 | 12.65 | 12.65 | 12.65 | 12.65 | 12.65 | 12.65 | 12.65 | 12.65 | 12.65 | 12.65 | 12.65 | 12.65 | 12.65 | 12.65 | 12.65 | 12.65 | 12.65 | 12.65
Barking 132 | OCGTs (non CHP) | Gen_BB008 |  | MW | ElectricEngagement | 0 | 5 | 10 | 15 | 9.739 | 9.634 | 9.634 | 9.634 | 5.874 | 5.874 | 5.705 | 5.705 | 3.707 | 3.707 | 3.707 | 3.707 | 3.707 | 3.707 | 3.707 | 3.707 | 3.707 | 3.707 | 3.707 | 3.707 | 3.707 | 0 | 0
Barking 132 | OCGTs (non CHP) | Gen_BB008 |  | MW | HydrogenEvolution | 0 | 5 | 10 | 15 | 9.739 | 9.634 | 9.634 | 9.634 | 5.874 | 5.874 | 5.705 | 5.705 | 3.707 | 3.707 | 3.707 | 3.707 | 3.707 | 3.707 | 3.707 | 3.707 | 3.707 | 3.707 | 3.707 | 3.707 | 3.707 | 0 | 0
Barking West (EPN) | OCGTs (non CHP) | Gen_BB008 |  | MW | HolisticTransition | 0 | 0 | 0 | 0 | 0 | 0 | 0 | 0 | 0 | 0 | 0 | 0 | 0 | 0 | 0 | 0 | 0 | 0 | 0 | 0 | 0 | 0 | 0 | 0 | 0 | 0 | 0
Barking West (EPN) | OCGTs (non CHP) | Gen_BB008 |  | MW | FallingBehind | 0 | 0 | 0 | 0 | 0 | 0 | 0 | 0 | 0 | 0 | 0 | 0 | 0 | 0 | 0 | 0 | 0 | 0 | 0 | 0 | 0 | 0 | 0 | 0 | 0 | 0 | 0
Barking West (EPN) | OCGTs (non CHP) | Gen_BB008 |  | MW | ElectricEngagement | 0 | 0 | 0 | 0 | 0 | 0 | 0 | 0 | 0 | 0 | 0 | 0 | 0 | 0 | 0 | 0 | 0 | 0 | 0 | 0 | 0 | 0 | 0 | 0 | 0 | 0 | 0
Barking West (EPN) | OCGTs (non CHP) | Gen_BB008 |  | MW | HydrogenEvolution | 0 | 0 | 0 | 0 | 0 | 0 | 0 | 0 | 0 | 0 | 0 | 0 | 0 | 0 | 0 | 0 | 0 | 0 | 0 | 0 | 0 | 0 | 0 | 0 | 0 | 0 | 0
Biggleswade | OCGTs (non CHP) | Gen_BB008 |  | MW | HolisticTransition | 0.026 | 0.026 | 0.026 | 0 | 0 | 0 | 0 | 0 | 0 | 0 | 0 | 0 | 0 | 0 | 0 | 0 | 0 | 0 | 0 | 0 | 0 | 0 | 0 | 0 | 0 | 0 | 0
Biggleswade | OCGTs (non CHP) | Gen_BB008 |  | MW | FallingBehind | 0.026 | 0.026 | 0.026 | 0 | 0 | 0 | 0 | 0 | 0 | 0 | 0 | 0 | 0 | 0 | 0 | 0 | 0 | 0 | 0 | 0 | 0 | 0 | 0 | 0 | 0 | 0 | 0
Biggleswade | OCGTs (non CHP) | Gen_BB008 |  | MW | ElectricEngagement | 0.026 | 0 | 0 | 0 | 0 | 0 | 0 | 0 | 0 | 0 | 0 | 0 | 0 | 0 | 0 | 0 | 0 | 0 | 0 | 0 | 0 | 0 | 0 | 0 | 0 | 0 | 0
Biggleswade | OCGTs (non CHP) | Gen_BB008 |  | MW | HydrogenEvolution | 0.026 | 0 | 0 | 0 | 0 | 0 | 0 | 0 | 0 | 0 | 0 | 0 | 0 | 0 | 0 | 0 | 0 | 0 | 0 | 0 | 0 | 0 | 0 | 0 | 0 | 0 | 0
Bourne | OCGTs (non CHP) | Gen_BB008 |  | MW | HolisticTransition | 0 | 0 | 0 | 0 | 0 | 0 | 0 | 0 | 0 | 0 | 0 | 0 | 0 | 0 | 0 | 0 | 0 | 0 | 0 | 0 | 0 | 0 | 0 | 0 | 0 | 0 | 0
Bourne | OCGTs (non CHP) | Gen_BB008 |  | MW | FallingBehind | 0 | 0 | 0 | 0 | 0 | 0 | 0 | 0 | 0 | 0 | 0 | 0 | 0 | 0 | 0 | 0 | 0 | 0 | 0 | 0 | 0 | 0 | 0 | 0 | 0 | 0 | 0
Bourne | OCGTs (non CHP) | Gen_BB008 |  | MW | ElectricEngagement | 0 | 0 | 0 | 0 | 0 | 0 | 0 | 0 | 0 | 0 | 0 | 0 | 0 | 0 | 0 | 0 | 0 | 0 | 0 | 0 | 0 | 0 | 0 | 0 | 0 | 0 | 0
Bourne | OCGTs (non CHP) | Gen_BB008 |  | MW | HydrogenEvolution | 0 | 0 | 0 | 0 | 0 | 0 | 0 | 0 | 0 | 0 | 0 | 0 | 0 | 0 | 0 | 0 | 0 | 0 | 0 | 0 | 0 | 0 | 0 | 0 | 0 | 0 | 0
Braintree | OCGTs (non CHP) | Gen_BB008 |  | MW | HolisticTransition | 10.047 | 10.047 | 10.047 | 9.804 | 9.875 | 9.716 | 9.557 | 6.006 | 6.006 | 6.006 | 6.006 | 6.006 | 6.006 | 6.006 | 6.006 | 6.006 | 6.006 | 6.006 | 6.006 | 6.006 | 6.006 | 6.006 | 6.006 | 6.006 | 6.006 | 6.006 | 6.006
Braintree | OCGTs (non CHP) | Gen_BB008 |  | MW | FallingBehind | 10.047 | 10.047 | 10.047 | 9.804 | 9.875 | 9.716 | 9.557 | 6.006 | 6.006 | 6.006 | 6.006 | 6.006 | 6.006 | 6.006 | 6.006 | 6.006 | 6.006 | 6.006 | 6.006 | 6.006 | 6.006 | 6.006 | 6.006 | 6.006 | 6.006 | 6.006 | 6.006
Braintree | OCGTs (non CHP) | Gen_BB008 |  | MW | ElectricEngagement | 10.047 | 10 | 10 | 10 | 6.493 | 6.422 | 6.422 | 6.422 | 3.916 | 3.916 | 3.803 | 3.803 | 2.471 | 2.471 | 2.471 | 2.471 | 2.471 | 2.471 | 2.471 | 2.471 | 2.471 | 2.471 | 2.471 | 2.471 | 2.471 | 0 | 0
Braintree | OCGTs (non CHP) | Gen_BB008 |  | MW | HydrogenEvolution | 10.047 | 10 | 10 | 10 | 6.493 | 6.422 | 6.422 | 6.422 | 3.916 | 3.916 | 3.803 | 3.803 | 2.471 | 2.471 | 2.471 | 2.471 | 2.471 | 2.471 | 2.471 | 2.471 | 2.471 | 2.471 | 2.471 | 2.471 | 2.471 | 0 | 0
Bramford | OCGTs (non CHP) | Gen_BB008 |  | MW | HolisticTransition | 13.47 | 14.672 | 15.958 | 16.477 | 16.725 | 16.458 | 16.19 | 10.296 | 10.296 | 10.296 | 10.296 | 10.296 | 10.296 | 10.296 | 10.296 | 10.296 | 10.296 | 10.296 | 10.296 | 10.296 | 10.296 | 10.296 | 10.296 | 10.296 | 10.296 | 10.296 | 10.296
Bramford | OCGTs (non CHP) | Gen_BB008 |  | MW | FallingBehind | 13.47 | 14.672 | 15.958 | 16.477 | 16.725 | 16.458 | 16.19 | 10.296 | 10.296 | 10.296 | 10.296 | 10.296 | 10.296 | 10.296 | 10.296 | 10.296 | 10.296 | 10.296 | 10.296 | 10.296 | 10.296 | 10.296 | 10.296 | 10.296 | 10.296 | 10.296 | 10.296
Bramford | OCGTs (non CHP) | Gen_BB008 |  | MW | ElectricEngagement | 13.47 | 14.002 | 14.803 | 15.605 | 10.132 | 10.022 | 10.022 | 10.022 | 6.11 | 6.11 | 5.935 | 5.935 | 3.857 | 3.857 | 3.857 | 3.857 | 3.857 | 3.857 | 3.857 | 3.857 | 3.857 | 3.857 | 3.857 | 3.857 | 3.857 | 0 | 0
Bramford | OCGTs (non CHP) | Gen_BB008 |  | MW | HydrogenEvolution | 13.47 | 14.002 | 14.803 | 15.605 | 10.132 | 10.022 | 10.022 | 10.022 | 6.11 | 6.11 | 5.935 | 5.935 | 3.857 | 3.857 | 3.857 | 3.857 | 3.857 | 3.857 | 3.857 | 3.857 | 3.857 | 3.857 | 3.857 | 3.857 | 3.857 | 0 | 0
Brimsdown (EPN) | OCGTs (non CHP) | Gen_BB008 |  | MW | HolisticTransition | 22.675 | 22.675 | 22.675 | 22.092 | 22.59 | 22.231 | 21.873 | 14.072 | 14.072 | 14.072 | 14.072 | 14.072 | 14.072 | 14.072 | 14.072 | 14.072 | 14.072 | 14.072 | 14.072 | 14.072 | 14.072 | 14.072 | 14.072 | 14.072 | 14.072 | 14.072 | 14.072
Brimsdown (EPN) | OCGTs (non CHP) | Gen_BB008 |  | MW | FallingBehind | 22.675 | 22.675 | 22.675 | 22.092 | 22.59 | 22.231 | 21.873 | 14.072 | 14.072 | 14.072 | 14.072 | 14.072 | 14.072 | 14.072 | 14.072 | 14.072 | 14.072 | 14.072 | 14.072 | 14.072 | 14.072 | 14.072 | 14.072 | 14.072 | 14.072 | 14.072 | 14.072
Brimsdown (EPN) | OCGTs (non CHP) | Gen_BB008 |  | MW | ElectricEngagement | 22.675 | 22.535 | 22.535 | 22.535 | 14.632 | 14.473 | 14.473 | 14.473 | 8.824 | 8.824 | 8.57 | 8.57 | 5.569 | 5.569 | 5.569 | 5.569 | 5.569 | 5.569 | 5.569 | 5.569 | 5.569 | 5.569 | 5.569 | 5.569 | 5.569 | 0 | 0
Brimsdown (EPN) | OCGTs (non CHP) | Gen_BB008 |  | MW | HydrogenEvolution | 22.675 | 22.535 | 22.535 | 22.535 | 14.632 | 14.473 | 14.473 | 14.473 | 8.824 | 8.824 | 8.57 | 8.57 | 5.569 | 5.569 | 5.569 | 5.569 | 5.569 | 5.569 | 5.569 | 5.569 | 5.569 | 5.569 | 5.569 | 5.569 | 5.569 | 0 | 0
Burwell | OCGTs (non CHP) | Gen_BB008 |  | MW | HolisticTransition | 19.977 | 19.977 | 19.977 | 19.148 | 19.015 | 18.704 | 18.393 | 11.294 | 11.294 | 11.294 | 11.294 | 11.294 | 11.294 | 11.294 | 11.294 | 11.294 | 11.294 | 11.294 | 11.294 | 11.294 | 11.294 | 11.294 | 11.294 | 11.294 | 11.294 | 11.294 | 11.294
Burwell | OCGTs (non CHP) | Gen_BB008 |  | MW | FallingBehind | 19.977 | 19.977 | 19.977 | 19.148 | 19.015 | 18.704 | 18.393 | 11.294 | 11.294 | 11.294 | 11.294 | 11.294 | 11.294 | 11.294 | 11.294 | 11.294 | 11.294 | 11.294 | 11.294 | 11.294 | 11.294 | 11.294 | 11.294 | 11.294 | 11.294 | 11.294 | 11.294
Burwell | OCGTs (non CHP) | Gen_BB008 |  | MW | ElectricEngagement | 19.977 | 19.532 | 19.532 | 19.532 | 12.682 | 12.544 | 12.544 | 12.544 | 7.648 | 7.648 | 7.428 | 7.428 | 4.827 | 4.827 | 4.827 | 4.827 | 4.827 | 4.827 | 4.827 | 4.827 | 4.827 | 4.827 | 4.827 | 4.827 | 4.827 | 0 | 0
Burwell | OCGTs (non CHP) | Gen_BB008 |  | MW | HydrogenEvolution | 19.977 | 19.532 | 19.532 | 19.532 | 12.682 | 12.544 | 12.544 | 12.544 | 7.648 | 7.648 | 7.428 | 7.428 | 4.827 | 4.827 | 4.827 | 4.827 | 4.827 | 4.827 | 4.827 | 4.827 | 4.827 | 4.827 | 4.827 | 4.827 | 4.827 | 0 | 0
Eaton Socon | OCGTs (non CHP) | Gen_BB008 |  | MW | HolisticTransition | 2.255 | 7.543 | 7.543 | 7.145 | 7.363 | 7.247 | 7.131 | 4.643 | 4.643 | 4.643 | 4.643 | 4.643 | 4.643 | 4.643 | 4.643 | 4.643 | 4.643 | 4.643 | 4.643 | 4.643 | 4.643 | 4.643 | 4.643 | 4.643 | 4.643 | 4.643 | 4.643
Eaton Socon | OCGTs (non CHP) | Gen_BB008 |  | MW | FallingBehind | 2.255 | 7.543 | 7.543 | 7.145 | 7.363 | 7.247 | 7.131 | 4.643 | 4.643 | 4.643 | 4.643 | 4.643 | 4.643 | 4.643 | 4.643 | 4.643 | 4.643 | 4.643 | 4.643 | 4.643 | 4.643 | 4.643 | 4.643 | 4.643 | 4.643 | 4.643 | 4.643
Eaton Socon | OCGTs (non CHP) | Gen_BB008 |  | MW | ElectricEngagement | 2.255 | 7.288 | 7.288 | 7.288 | 4.732 | 4.681 | 4.681 | 4.681 | 2.854 | 2.854 | 2.772 | 2.772 | 1.801 | 1.801 | 1.801 | 1.801 | 1.801 | 1.801 | 1.801 | 1.801 | 1.801 | 1.801 | 1.801 | 1.801 | 1.801 | 0 | 0
Eaton Socon | OCGTs (non CHP) | Gen_BB008 |  | MW | HydrogenEvolution | 2.255 | 7.288 | 7.288 | 7.288 | 4.732 | 4.681 | 4.681 | 4.681 | 2.854 | 2.854 | 2.772 | 2.772 | 1.801 | 1.801 | 1.801 | 1.801 | 1.801 | 1.801 | 1.801 | 1.801 | 1.801 | 1.801 | 1.801 | 1.801 | 1.801 | 0 | 0
Elstree 1&2 and 8&9 and Watford South 3A&3B | OCGTs (non CHP) | Gen_BB008 |  | MW | HolisticTransition | 35.741 | 35.741 | 35.741 | 34.312 | 33.931 | 33.374 | 32.818 | 20.009 | 20.009 | 20.009 | 20.009 | 20.009 | 20.009 | 20.009 | 20.009 | 20.009 | 20.009 | 20.009 | 20.009 | 20.009 | 20.009 | 20.009 | 20.009 | 20.009 | 20.009 | 20.009 | 20.009
Elstree 1&2 and 8&9 and Watford South 3A&3B | OCGTs (non CHP) | Gen_BB008 |  | MW | FallingBehind | 35.741 | 35.741 | 35.741 | 34.312 | 33.931 | 33.374 | 32.818 | 20.009 | 20.009 | 20.009 | 20.009 | 20.009 | 20.009 | 20.009 | 20.009 | 20.009 | 20.009 | 20.009 | 20.009 | 20.009 | 20.009 | 20.009 | 20.009 | 20.009 | 20.009 | 20.009 | 20.009
Elstree 1&2 and 8&9 and Watford South 3A&3B | OCGTs (non CHP) | Gen_BB008 |  | MW | ElectricEngagement | 35.741 | 35 | 35 | 35 | 22.725 | 22.479 | 22.479 | 22.479 | 13.705 | 13.705 | 13.311 | 13.311 | 8.65 | 8.65 | 8.65 | 8.65 | 8.65 | 8.65 | 8.65 | 8.65 | 8.65 | 8.65 | 8.65 | 8.65 | 8.65 | 0 | 0
Elstree 1&2 and 8&9 and Watford South 3A&3B | OCGTs (non CHP) | Gen_BB008 |  | MW | HydrogenEvolution | 35.741 | 35 | 35 | 35 | 22.725 | 22.479 | 22.479 | 22.479 | 13.705 | 13.705 | 13.311 | 13.311 | 8.65 | 8.65 | 8.65 | 8.65 | 8.65 | 8.65 | 8.65 | 8.65 | 8.65 | 8.65 | 8.65 | 8.65 | 8.65 | 0 | 0
Elstree 3&4 | OCGTs (non CHP) | Gen_BB008 |  | MW | HolisticTransition | 14.208 | 14.208 | 14.208 | 13.747 | 13.695 | 13.472 | 13.249 | 8.178 | 8.178 | 8.178 | 8.178 | 8.178 | 8.178 | 8.178 | 8.178 | 8.178 | 8.178 | 8.178 | 8.178 | 8.178 | 8.178 | 8.178 | 8.178 | 8.178 | 8.178 | 8.178 | 8.178
Elstree 3&4 | OCGTs (non CHP) | Gen_BB008 |  | MW | FallingBehind | 14.208 | 14.208 | 14.208 | 13.747 | 13.695 | 13.472 | 13.249 | 8.178 | 8.178 | 8.178 | 8.178 | 8.178 | 8.178 | 8.178 | 8.178 | 8.178 | 8.178 | 8.178 | 8.178 | 8.178 | 8.178 | 8.178 | 8.178 | 8.178 | 8.178 | 8.178 | 8.178
Elstree 3&4 | OCGTs (non CHP) | Gen_BB008 |  | MW | ElectricEngagement | 14.208 | 14.022 | 14.022 | 14.022 | 9.105 | 9.006 | 9.006 | 9.006 | 5.491 | 5.491 | 5.333 | 5.333 | 3.466 | 3.466 | 3.466 | 3.466 | 3.466 | 3.466 | 3.466 | 3.466 | 3.466 | 3.466 | 3.466 | 3.466 | 3.466 | 0 | 0
Elstree 3&4 | OCGTs (non CHP) | Gen_BB008 |  | MW | HydrogenEvolution | 14.208 | 14.022 | 14.022 | 14.022 | 9.105 | 9.006 | 9.006 | 9.006 | 5.491 | 5.491 | 5.333 | 5.333 | 3.466 | 3.466 | 3.466 | 3.466 | 3.466 | 3.466 | 3.466 | 3.466 | 3.466 | 3.466 | 3.466 | 3.466 | 3.466 | 0 | 0
Grendon | OCGTs (non CHP) | Gen_BB008 |  | MW | HolisticTransition | 0 | 0 | 0 | 0 | 0 | 0 | 0 | 0 | 0 | 0 | 0 | 0 | 0 | 0 | 0 | 0 | 0 | 0 | 0 | 0 | 0 | 0 | 0 | 0 | 0 | 0 | 0
Grendon | OCGTs (non CHP) | Gen_BB008 |  | MW | FallingBehind | 0 | 0 | 0 | 0 | 0 | 0 | 0 | 0 | 0 | 0 | 0 | 0 | 0 | 0 | 0 | 0 | 0 | 0 | 0 | 0 | 0 | 0 | 0 | 0 | 0 | 0 | 0
Grendon | OCGTs (non CHP) | Gen_BB008 |  | MW | ElectricEngagement | 0 | 0 | 0 | 0 | 0 | 0 | 0 | 0 | 0 | 0 | 0 | 0 | 0 | 0 | 0 | 0 | 0 | 0 | 0 | 0 | 0 | 0 | 0 | 0 | 0 | 0 | 0
Grendon | OCGTs (non CHP) | Gen_BB008 |  | MW | HydrogenEvolution | 0 | 0 | 0 | 0 | 0 | 0 | 0 | 0 | 0 | 0 | 0 | 0 | 0 | 0 | 0 | 0 | 0 | 0 | 0 | 0 | 0 | 0 | 0 | 0 | 0 | 0 | 0
Mill Hill and Hendon | OCGTs (non CHP) | Gen_BB008 |  | MW | HolisticTransition | 1.223 | 1.223 | 1.223 | 1.176 | 1.156 | 1.137 | 1.118 | 0.675 | 0.675 | 0.675 | 0.675 | 0.675 | 0.675 | 0.675 | 0.675 | 0.675 | 0.675 | 0.675 | 0.675 | 0.675 | 0.675 | 0.675 | 0.675 | 0.675 | 0.675 | 0.675 | 0.675
Mill Hill and Hendon | OCGTs (non CHP) | Gen_BB008 |  | MW | FallingBehind | 1.223 | 1.223 | 1.223 | 1.176 | 1.156 | 1.137 | 1.118 | 0.675 | 0.675 | 0.675 | 0.675 | 0.675 | 0.675 | 0.675 | 0.675 | 0.675 | 0.675 | 0.675 | 0.675 | 0.675 | 0.675 | 0.675 | 0.675 | 0.675 | 0.675 | 0.675 | 0.675
Mill Hill and Hendon | OCGTs (non CHP) | Gen_BB008 |  | MW | ElectricEngagement | 1.223 | 1.2 | 1.2 | 1.2 | 0.779 | 0.771 | 0.771 | 0.771 | 0.47 | 0.47 | 0.456 | 0.456 | 0.297 | 0.297 | 0.297 | 0.297 | 0.297 | 0.297 | 0.297 | 0.297 | 0.297 | 0.297 | 0.297 | 0.297 | 0.297 | 0 | 0
Mill Hill and Hendon | OCGTs (non CHP) | Gen_BB008 |  | MW | HydrogenEvolution | 1.223 | 1.2 | 1.2 | 1.2 | 0.779 | 0.771 | 0.771 | 0.771 | 0.47 | 0.47 | 0.456 | 0.456 | 0.297 | 0.297 | 0.297 | 0.297 | 0.297 | 0.297 | 0.297 | 0.297 | 0.297 | 0.297 | 0.297 | 0.297 | 0.297 | 0 | 0
Norwich | OCGTs (non CHP) | Gen_BB008 |  | MW | HolisticTransition | 452.917 | 452.917 | 452.917 | 433.932 | 426.912 | 419.873 | 412.834 | 249.542 | 249.542 | 249.542 | 249.542 | 249.542 | 249.542 | 249.542 | 249.542 | 249.542 | 249.542 | 249.542 | 249.542 | 249.542 | 249.542 | 249.542 | 249.542 | 249.542 | 249.542 | 249.542 | 249.542
Norwich | OCGTs (non CHP) | Gen_BB008 |  | MW | FallingBehind | 452.917 | 452.917 | 452.917 | 433.932 | 426.912 | 419.873 | 412.834 | 249.542 | 249.542 | 249.542 | 249.542 | 249.542 | 249.542 | 249.542 | 249.542 | 249.542 | 249.542 | 249.542 | 249.542 | 249.542 | 249.542 | 249.542 | 249.542 | 249.542 | 249.542 | 249.542 | 249.542
Norwich | OCGTs (non CHP) | Gen_BB008 |  | MW | ElectricEngagement | 452.917 | 442.629 | 442.629 | 442.629 | 287.394 | 284.276 | 284.276 | 284.276 | 173.322 | 173.322 | 168.333 | 168.333 | 109.393 | 109.393 | 109.393 | 109.393 | 109.393 | 109.393 | 109.393 | 109.393 | 109.393 | 109.393 | 109.393 | 109.393 | 109.393 | 0 | 0
Norwich | OCGTs (non CHP) | Gen_BB008 |  | MW | HydrogenEvolution | 452.917 | 442.629 | 442.629 | 442.629 | 287.394 | 284.276 | 284.276 | 284.276 | 173.322 | 173.322 | 168.333 | 168.333 | 109.393 | 109.393 | 109.393 | 109.393 | 109.393 | 109.393 | 109.393 | 109.393 | 109.393 | 109.393 | 109.393 | 109.393 | 109.393 | 0 | 0
Pelham and Wymondley | OCGTs (non CHP) | Gen_BB008 |  | MW | HolisticTransition | 45.19 | 0 | 0 | 0 | 0 | 0 | 0 | 0 | 0 | 0 | 0 | 0 | 0 | 0 | 0 | 0 | 0 | 0 | 0 | 0 | 0 | 0 | 0 | 0 | 0 | 0 | 0
Pelham and Wymondley | OCGTs (non CHP) | Gen_BB008 |  | MW | FallingBehind | 45.19 | 0 | 0 | 0 | 0 | 0 | 0 | 0 | 0 | 0 | 0 | 0 | 0 | 0 | 0 | 0 | 0 | 0 | 0 | 0 | 0 | 0 | 0 | 0 | 0 | 0 | 0
Pelham and Wymondley | OCGTs (non CHP) | Gen_BB008 |  | MW | ElectricEngagement | 45.19 | 0 | 0 | 0 | 0 | 0 | 0 | 0 | 0 | 0 | 0 | 0 | 0 | 0 | 0 | 0 | 0 | 0 | 0 | 0 | 0 | 0 | 0 | 0 | 0 | 0 | 0
Pelham and Wymondley | OCGTs (non CHP) | Gen_BB008 |  | MW | HydrogenEvolution | 45.19 | 0 | 0 | 0 | 0 | 0 | 0 | 0 | 0 | 0 | 0 | 0 | 0 | 0 | 0 | 0 | 0 | 0 | 0 | 0 | 0 | 0 | 0 | 0 | 0 | 0 | 0
Pelham and Wymondley and Twinstead Green | OCGTs (non CHP) | Gen_BB008 |  | MW | HolisticTransition | 0 | 47.44 | 49.85 | 50.098 | 50.723 | 49.91 | 49.098 | 31.107 | 31.107 | 31.107 | 31.107 | 31.107 | 31.107 | 31.107 | 31.107 | 31.107 | 31.107 | 31.107 | 31.107 | 31.107 | 31.107 | 31.107 | 31.107 | 31.107 | 31.107 | 31.107 | 31.107
Pelham and Wymondley and Twinstead Green | OCGTs (non CHP) | Gen_BB008 |  | MW | FallingBehind | 0 | 47.44 | 49.85 | 50.098 | 50.723 | 49.91 | 49.098 | 31.107 | 31.107 | 31.107 | 31.107 | 31.107 | 31.107 | 31.107 | 31.107 | 31.107 | 31.107 | 31.107 | 31.107 | 31.107 | 31.107 | 31.107 | 31.107 | 31.107 | 31.107 | 31.107 | 31.107
Pelham and Wymondley and Twinstead Green | OCGTs (non CHP) | Gen_BB008 |  | MW | ElectricEngagement | 0 | 45.852 | 47.352 | 48.852 | 31.719 | 31.375 | 31.375 | 31.375 | 19.129 | 19.129 | 18.579 | 18.579 | 12.073 | 12.073 | 12.073 | 12.073 | 12.073 | 12.073 | 12.073 | 12.073 | 12.073 | 12.073 | 12.073 | 12.073 | 12.073 | 0 | 0
Pelham and Wymondley and Twinstead Green | OCGTs (non CHP) | Gen_BB008 |  | MW | HydrogenEvolution | 0 | 45.852 | 47.352 | 48.852 | 31.719 | 31.375 | 31.375 | 31.375 | 19.129 | 19.129 | 18.579 | 18.579 | 12.073 | 12.073 | 12.073 | 12.073 | 12.073 | 12.073 | 12.073 | 12.073 | 12.073 | 12.073 | 12.073 | 12.073 | 12.073 | 0 | 0
Rayleigh | OCGTs (non CHP) | Gen_BB008 |  | MW | HolisticTransition | 3.763 | 6.326 | 8.89 | 11.167 | 12.142 | 11.96 | 11.779 | 8.271 | 8.271 | 8.271 | 8.271 | 8.271 | 8.271 | 8.271 | 8.271 | 8.271 | 8.271 | 8.271 | 8.271 | 8.271 | 8.271 | 8.271 | 8.271 | 8.271 | 8.271 | 8.271 | 8.271
Rayleigh | OCGTs (non CHP) | Gen_BB008 |  | MW | FallingBehind | 3.763 | 6.326 | 8.89 | 11.167 | 12.142 | 11.96 | 11.779 | 8.271 | 8.271 | 8.271 | 8.271 | 8.271 | 8.271 | 8.271 | 8.271 | 8.271 | 8.271 | 8.271 | 8.271 | 8.271 | 8.271 | 8.271 | 8.271 | 8.271 | 8.271 | 8.271 | 8.271
Rayleigh | OCGTs (non CHP) | Gen_BB008 |  | MW | ElectricEngagement | 3.763 | 5.409 | 7.118 | 8.827 | 5.731 | 5.669 | 5.669 | 5.669 | 3.456 | 3.456 | 3.357 | 3.357 | 2.182 | 2.182 | 2.182 | 2.182 | 2.182 | 2.182 | 2.182 | 2.182 | 2.182 | 2.182 | 2.182 | 2.182 | 2.182 | 0 | 0
Rayleigh | OCGTs (non CHP) | Gen_BB008 |  | MW | HydrogenEvolution | 3.763 | 5.409 | 7.118 | 8.827 | 5.731 | 5.669 | 5.669 | 5.669 | 3.456 | 3.456 | 3.357 | 3.357 | 2.182 | 2.182 | 2.182 | 2.182 | 2.182 | 2.182 | 2.182 | 2.182 | 2.182 | 2.182 | 2.182 | 2.182 | 2.182 | 0 | 0
Rye House | OCGTs (non CHP) | Gen_BB008 |  | MW | HolisticTransition | 29.634 | 59.604 | 89.574 | 116.685 | 115.555 | 113.662 | 111.77 | 68.316 | 68.316 | 68.316 | 68.316 | 68.316 | 68.316 | 68.316 | 68.316 | 68.316 | 68.316 | 68.316 | 68.316 | 68.316 | 68.316 | 68.316 | 68.316 | 68.316 | 68.316 | 68.316 | 68.316
Rye House | OCGTs (non CHP) | Gen_BB008 |  | MW | FallingBehind | 29.634 | 59.604 | 89.574 | 116.685 | 115.555 | 113.662 | 111.77 | 68.316 | 68.316 | 68.316 | 68.316 | 68.316 | 68.316 | 68.316 | 68.316 | 68.316 | 68.316 | 68.316 | 68.316 | 68.316 | 68.316 | 68.316 | 68.316 | 68.316 | 68.316 | 68.316 | 68.316
Rye House | OCGTs (non CHP) | Gen_BB008 |  | MW | ElectricEngagement | 29.634 | 49.094 | 69.074 | 89.054 | 57.822 | 57.195 | 57.195 | 57.195 | 34.871 | 34.871 | 33.867 | 33.867 | 22.009 | 22.009 | 22.009 | 22.009 | 22.009 | 22.009 | 22.009 | 22.009 | 22.009 | 22.009 | 22.009 | 22.009 | 22.009 | 0 | 0
Rye House | OCGTs (non CHP) | Gen_BB008 |  | MW | HydrogenEvolution | 29.634 | 49.094 | 69.074 | 89.054 | 57.822 | 57.195 | 57.195 | 57.195 | 34.871 | 34.871 | 33.867 | 33.867 | 22.009 | 22.009 | 22.009 | 22.009 | 22.009 | 22.009 | 22.009 | 22.009 | 22.009 | 22.009 | 22.009 | 22.009 | 22.009 | 0 | 0
Sundon | OCGTs (non CHP) | Gen_BB008 |  | MW | HolisticTransition | 23.194 | 32.903 | 47.9 | 61.508 | 63.001 | 62.004 | 61.006 | 39.352 | 39.352 | 39.352 | 39.352 | 39.352 | 39.352 | 39.352 | 39.352 | 39.352 | 39.352 | 39.352 | 39.352 | 39.352 | 39.352 | 39.352 | 39.352 | 39.352 | 39.352 | 39.352 | 39.352
Sundon | OCGTs (non CHP) | Gen_BB008 |  | MW | FallingBehind | 23.194 | 32.903 | 47.9 | 61.508 | 63.001 | 62.004 | 61.006 | 39.352 | 39.352 | 39.352 | 39.352 | 39.352 | 39.352 | 39.352 | 39.352 | 39.352 | 39.352 | 39.352 | 39.352 | 39.352 | 39.352 | 39.352 | 39.352 | 39.352 | 39.352 | 39.352 | 39.352
Sundon | OCGTs (non CHP) | Gen_BB008 |  | MW | ElectricEngagement | 23.194 | 27.748 | 37.746 | 47.744 | 31 | 30.663 | 30.663 | 30.663 | 18.695 | 18.695 | 18.157 | 18.157 | 11.8 | 11.8 | 11.8 | 11.8 | 11.8 | 11.8 | 11.8 | 11.8 | 11.8 | 11.8 | 11.8 | 11.8 | 11.8 | 0 | 0
Sundon | OCGTs (non CHP) | Gen_BB008 |  | MW | HydrogenEvolution | 23.194 | 27.748 | 37.746 | 47.744 | 31 | 30.663 | 30.663 | 30.663 | 18.695 | 18.695 | 18.157 | 18.157 | 11.8 | 11.8 | 11.8 | 11.8 | 11.8 | 11.8 | 11.8 | 11.8 | 11.8 | 11.8 | 11.8 | 11.8 | 11.8 | 0 | 0
Tilbury 1&7 | OCGTs (non CHP) | Gen_BB008 |  | MW | HolisticTransition | 0 | 0 | 0 | 0 | 1.66 | 1.66 | 1.66 | 2.656 | 2.656 | 2.656 | 2.656 | 2.656 | 2.656 | 2.656 | 2.656 | 2.656 | 2.656 | 2.656 | 2.656 | 2.656 | 2.656 | 2.656 | 2.656 | 2.656 | 2.656 | 2.656 | 2.656
Tilbury 1&7 | OCGTs (non CHP) | Gen_BB008 |  | MW | FallingBehind | 0 | 0 | 0 | 0 | 1.66 | 1.66 | 1.66 | 2.656 | 2.656 | 2.656 | 2.656 | 2.656 | 2.656 | 2.656 | 2.656 | 2.656 | 2.656 | 2.656 | 2.656 | 2.656 | 2.656 | 2.656 | 2.656 | 2.656 | 2.656 | 2.656 | 2.656
Tilbury 1&7 | OCGTs (non CHP) | Gen_BB008 |  | MW | ElectricEngagement | 0 | 0 | 0 | 0 | 0 | 0 | 0 | 0 | 0 | 0 | 0 | 0 | 0 | 0 | 0 | 0 | 0 | 0 | 0 | 0 | 0 | 0 | 0 | 0 | 0 | 0 | 0
Tilbury 1&7 | OCGTs (non CHP) | Gen_BB008 |  | MW | HydrogenEvolution | 0 | 0 | 0 | 0 | 0 | 0 | 0 | 0 | 0 | 0 | 0 | 0 | 0 | 0 | 0 | 0 | 0 | 0 | 0 | 0 | 0 | 0 | 0 | 0 | 0 | 0 | 0
Tilbury 2&8 | OCGTs (non CHP) | Gen_BB008 |  | MW | HolisticTransition | 16 | 28 | 40 | 50.978 | 50.448 | 49.621 | 48.795 | 29.794 | 29.794 | 29.794 | 29.794 | 29.794 | 29.794 | 29.794 | 29.794 | 29.794 | 29.794 | 29.794 | 29.794 | 29.794 | 29.794 | 29.794 | 29.794 | 29.794 | 29.794 | 29.794 | 29.794
Tilbury 2&8 | OCGTs (non CHP) | Gen_BB008 |  | MW | FallingBehind | 16 | 28 | 40 | 50.978 | 50.448 | 49.621 | 48.795 | 29.794 | 29.794 | 29.794 | 29.794 | 29.794 | 29.794 | 29.794 | 29.794 | 29.794 | 29.794 | 29.794 | 29.794 | 29.794 | 29.794 | 29.794 | 29.794 | 29.794 | 29.794 | 29.794 | 29.794
Tilbury 2&8 | OCGTs (non CHP) | Gen_BB008 |  | MW | ElectricEngagement | 16 | 24 | 32 | 40 | 25.972 | 25.69 | 25.69 | 25.69 | 15.663 | 15.663 | 15.212 | 15.212 | 9.886 | 9.886 | 9.886 | 9.886 | 9.886 | 9.886 | 9.886 | 9.886 | 9.886 | 9.886 | 9.886 | 9.886 | 9.886 | 0 | 0
Tilbury 2&8 | OCGTs (non CHP) | Gen_BB008 |  | MW | HydrogenEvolution | 16 | 24 | 32 | 40 | 25.972 | 25.69 | 25.69 | 25.69 | 15.663 | 15.663 | 15.212 | 15.212 | 9.886 | 9.886 | 9.886 | 9.886 | 9.886 | 9.886 | 9.886 | 9.886 | 9.886 | 9.886 | 9.886 | 9.886 | 9.886 | 0 | 0
Tottenham | OCGTs (non CHP) | Gen_BB008 |  | MW | HolisticTransition | 26.252 | 26.252 | 26.252 | 25.684 | 26.321 | 25.904 | 25.488 | 16.455 | 16.455 | 16.455 | 16.455 | 16.455 | 16.455 | 16.455 | 16.455 | 16.455 | 16.455 | 16.455 | 16.455 | 16.455 | 16.455 | 16.455 | 16.455 | 16.455 | 16.455 | 16.455 | 16.455
Tottenham | OCGTs (non CHP) | Gen_BB008 |  | MW | FallingBehind | 26.252 | 26.252 | 26.252 | 25.684 | 26.321 | 25.904 | 25.488 | 16.455 | 16.455 | 16.455 | 16.455 | 16.455 | 16.455 | 16.455 | 16.455 | 16.455 | 16.455 | 16.455 | 16.455 | 16.455 | 16.455 | 16.455 | 16.455 | 16.455 | 16.455 | 16.455 | 16.455
Tottenham | OCGTs (non CHP) | Gen_BB008 |  | MW | ElectricEngagement | 26.252 | 26.199 | 26.199 | 26.199 | 17.011 | 16.826 | 16.826 | 16.826 | 10.259 | 10.259 | 9.964 | 9.964 | 6.475 | 6.475 | 6.475 | 6.475 | 6.475 | 6.475 | 6.475 | 6.475 | 6.475 | 6.475 | 6.475 | 6.475 | 6.475 | 0 | 0
Tottenham | OCGTs (non CHP) | Gen_BB008 |  | MW | HydrogenEvolution | 26.252 | 26.199 | 26.199 | 26.199 | 17.011 | 16.826 | 16.826 | 16.826 | 10.259 | 10.259 | 9.964 | 9.964 | 6.475 | 6.475 | 6.475 | 6.475 | 6.475 | 6.475 | 6.475 | 6.475 | 6.475 | 6.475 | 6.475 | 6.475 | 6.475 | 0 | 0
Walpole | OCGTs (non CHP) | Gen_BB008 |  | MW | HolisticTransition | 718.148 | 718.432 | 718.717 | 680.711 | 669.469 | 658.427 | 647.386 | 391.092 | 391.092 | 391.092 | 391.092 | 391.092 | 391.092 | 391.092 | 391.092 | 391.092 | 391.092 | 391.092 | 391.092 | 391.092 | 391.092 | 391.092 | 391.092 | 391.092 | 391.092 | 391.092 | 391.092
Walpole | OCGTs (non CHP) | Gen_BB008 |  | MW | FallingBehind | 718.148 | 718.432 | 718.717 | 680.711 | 669.469 | 658.427 | 647.386 | 391.092 | 391.092 | 391.092 | 391.092 | 391.092 | 391.092 | 391.092 | 391.092 | 391.092 | 391.092 | 391.092 | 391.092 | 391.092 | 391.092 | 391.092 | 391.092 | 391.092 | 391.092 | 391.092 | 391.092
Walpole | OCGTs (non CHP) | Gen_BB008 |  | MW | ElectricEngagement | 718.148 | 693.69 | 693.879 | 694.069 | 450.651 | 445.763 | 445.763 | 445.763 | 271.779 | 271.779 | 263.956 | 263.956 | 171.535 | 171.535 | 171.535 | 171.535 | 171.535 | 171.535 | 171.535 | 171.535 | 171.535 | 171.535 | 171.535 | 171.535 | 171.535 | 0 | 0
Walpole | OCGTs (non CHP) | Gen_BB008 |  | MW | HydrogenEvolution | 718.148 | 693.69 | 693.879 | 694.069 | 450.651 | 445.763 | 445.763 | 445.763 | 271.779 | 271.779 | 263.956 | 263.956 | 171.535 | 171.535 | 171.535 | 171.535 | 171.535 | 171.535 | 171.535 | 171.535 | 171.535 | 171.535 | 171.535 | 171.535 | 171.535 | 0 | 0
Warley | OCGTs (non CHP) | Gen_BB008 |  | MW | HolisticTransition | 37.681 | 37.681 | 37.681 | 36.227 | 37.234 | 36.647 | 36.059 | 23.385 | 23.385 | 23.385 | 23.385 | 23.385 | 23.385 | 23.385 | 23.385 | 23.385 | 23.385 | 23.385 | 23.385 | 23.385 | 23.385 | 23.385 | 23.385 | 23.385 | 23.385 | 23.385 | 23.385
Warley | OCGTs (non CHP) | Gen_BB008 |  | MW | FallingBehind | 37.681 | 37.681 | 37.681 | 36.227 | 37.234 | 36.647 | 36.059 | 23.385 | 23.385 | 23.385 | 23.385 | 23.385 | 23.385 | 23.385 | 23.385 | 23.385 | 23.385 | 23.385 | 23.385 | 23.385 | 23.385 | 23.385 | 23.385 | 23.385 | 23.385 | 23.385 | 23.385
Warley | OCGTs (non CHP) | Gen_BB008 |  | MW | ElectricEngagement | 37.681 | 36.953 | 36.953 | 36.953 | 23.993 | 23.733 | 23.733 | 23.733 | 14.47 | 14.47 | 14.053 | 14.053 | 9.133 | 9.133 | 9.133 | 9.133 | 9.133 | 9.133 | 9.133 | 9.133 | 9.133 | 9.133 | 9.133 | 9.133 | 9.133 | 0 | 0
Warley | OCGTs (non CHP) | Gen_BB008 |  | MW | HydrogenEvolution | 37.681 | 36.953 | 36.953 | 36.953 | 23.993 | 23.733 | 23.733 | 23.733 | 14.47 | 14.47 | 14.053 | 14.053 | 9.133 | 9.133 | 9.133 | 9.133 | 9.133 | 9.133 | 9.133 | 9.133 | 9.133 | 9.133 | 9.133 | 9.133 | 9.133 | 0 | 0
Watford South 2 and 4 | OCGTs (non CHP) | Gen_BB008 |  | MW | HolisticTransition | 0.014 | 0.014 | 0.014 | 0 | 0 | 0 | 0 | 0 | 0 | 0 | 0 | 0 | 0 | 0 | 0 | 0 | 0 | 0 | 0 | 0 | 0 | 0 | 0 | 0 | 0 | 0 | 0
Watford South 2 and 4 | OCGTs (non CHP) | Gen_BB008 |  | MW | FallingBehind | 0.014 | 0.014 | 0.014 | 0 | 0 | 0 | 0 | 0 | 0 | 0 | 0 | 0 | 0 | 0 | 0 | 0 | 0 | 0 | 0 | 0 | 0 | 0 | 0 | 0 | 0 | 0 | 0
Watford South 2 and 4 | OCGTs (non CHP) | Gen_BB008 |  | MW | ElectricEngagement | 0.014 | 0 | 0 | 0 | 0 | 0 | 0 | 0 | 0 | 0 | 0 | 0 | 0 | 0 | 0 | 0 | 0 | 0 | 0 | 0 | 0 | 0 | 0 | 0 | 0 | 0 | 0
Watford South 2 and 4 | OCGTs (non CHP) | Gen_BB008 |  | MW | HydrogenEvolution | 0.014 | 0 | 0 | 0 | 0 | 0 | 0 | 0 | 0 | 0 | 0 | 0 | 0 | 0 | 0 | 0 | 0 | 0 | 0 | 0 | 0 | 0 | 0 | 0 | 0 | 0 | 0
West Thurrock | OCGTs (non CHP) | Gen_BB008 |  | MW | HolisticTransition | 17.029 | 17.029 | 17.029 | 16.666 | 16.735 | 16.464 | 16.194 | 10.125 | 10.125 | 10.125 | 10.125 | 10.125 | 10.125 | 10.125 | 10.125 | 10.125 | 10.125 | 10.125 | 10.125 | 10.125 | 10.125 | 10.125 | 10.125 | 10.125 | 10.125 | 10.125 | 10.125
West Thurrock | OCGTs (non CHP) | Gen_BB008 |  | MW | FallingBehind | 17.029 | 17.029 | 17.029 | 16.666 | 16.735 | 16.464 | 16.194 | 10.125 | 10.125 | 10.125 | 10.125 | 10.125 | 10.125 | 10.125 | 10.125 | 10.125 | 10.125 | 10.125 | 10.125 | 10.125 | 10.125 | 10.125 | 10.125 | 10.125 | 10.125 | 10.125 | 10.125
West Thurrock | OCGTs (non CHP) | Gen_BB008 |  | MW | ElectricEngagement | 17.029 | 17 | 17 | 17 | 11.038 | 10.918 | 10.918 | 10.918 | 6.657 | 6.657 | 6.465 | 6.465 | 4.201 | 4.201 | 4.201 | 4.201 | 4.201 | 4.201 | 4.201 | 4.201 | 4.201 | 4.201 | 4.201 | 4.201 | 4.201 | 0 | 0
West Thurrock | OCGTs (non CHP) | Gen_BB008 |  | MW | HydrogenEvolution | 17.029 | 17 | 17 | 17 | 11.038 | 10.918 | 10.918 | 10.918 | 6.657 | 6.657 | 6.465 | 6.465 | 4.201 | 4.201 | 4.201 | 4.201 | 4.201 | 4.201 | 4.201 | 4.201 | 4.201 | 4.201 | 4.201 | 4.201 | 4.201 | 0 | 0
Willesden | OCGTs (non CHP) | Gen_BB008 |  | MW | HolisticTransition | 5.006 | 5.006 | 5.006 | 4.902 | 5.352 | 5.273 | 5.193 | 3.881 | 3.881 | 3.881 | 3.881 | 3.881 | 3.881 | 3.881 | 3.881 | 3.881 | 3.881 | 3.881 | 3.881 | 3.881 | 3.881 | 3.881 | 3.881 | 3.881 | 3.881 | 3.881 | 3.881
Willesden | OCGTs (non CHP) | Gen_BB008 |  | MW | FallingBehind | 5.006 | 5.006 | 5.006 | 4.902 | 5.352 | 5.273 | 5.193 | 3.881 | 3.881 | 3.881 | 3.881 | 3.881 | 3.881 | 3.881 | 3.881 | 3.881 | 3.881 | 3.881 | 3.881 | 3.881 | 3.881 | 3.881 | 3.881 | 3.881 | 3.881 | 3.881 | 3.881
Willesden | OCGTs (non CHP) | Gen_BB008 |  | MW | ElectricEngagement | 5.006 | 5 | 5 | 5 | 3.246 | 3.211 | 3.211 | 3.211 | 1.958 | 1.958 | 1.902 | 1.902 | 1.236 | 1.236 | 1.236 | 1.236 | 1.236 | 1.236 | 1.236 | 1.236 | 1.236 | 1.236 | 1.236 | 1.236 | 1.236 | 0 | 0
Willesden | OCGTs (non CHP) | Gen_BB008 |  | MW | HydrogenEvolution | 5.006 | 5 | 5 | 5 | 3.246 | 3.211 | 3.211 | 3.211 | 1.958 | 1.958 | 1.902 | 1.902 | 1.236 | 1.236 | 1.236 | 1.236 | 1.236 | 1.236 | 1.236 | 1.236 | 1.236 | 1.236 | 1.236 | 1.236 | 1.236 | 0 | 0
Amersham | CCGTs (non CHP) | Gen_BB009 |  | MW | HolisticTransition | 0 | 0 | 0 | 0 | 0 | 0 | 0 | 0 | 0 | 0 | 0 | 0 | 0 | 0 | 0 | 0 | 0 | 0 | 0 | 0 | 0 | 0 | 0 | 0 | 0 | 0 | 0
Amersham | CCGTs (non CHP) | Gen_BB009 |  | MW | FallingBehind | 0 | 0 | 0 | 0 | 0 | 0 | 0 | 0 | 0 | 0 | 0 | 0 | 0 | 0 | 0 | 0 | 0 | 0 | 0 | 0 | 0 | 0 | 0 | 0 | 0 | 0 | 0
Amersham | CCGTs (non CHP) | Gen_BB009 |  | MW | ElectricEngagement | 0 | 0 | 0 | 0 | 0 | 0 | 0 | 0 | 0 | 0 | 0 | 0 | 0 | 0 | 0 | 0 | 0 | 0 | 0 | 0 | 0 | 0 | 0 | 0 | 0 | 0 | 0
Amersham | CCGTs (non CHP) | Gen_BB009 |  | MW | HydrogenEvolution | 0 | 0 | 0 | 0 | 0 | 0 | 0 | 0 | 0 | 0 | 0 | 0 | 0 | 0 | 0 | 0 | 0 | 0 | 0 | 0 | 0 | 0 | 0 | 0 | 0 | 0 | 0
Barking 132 | CCGTs (non CHP) | Gen_BB009 |  | MW | HolisticTransition | 0 | 0 | 0 | 0 | 0 | 0 | 0 | 0 | 0 | 0 | 0 | 0 | 0 | 0 | 0 | 0 | 0 | 0 | 0 | 0 | 0 | 0 | 0 | 0 | 0 | 0 | 0
Barking 132 | CCGTs (non CHP) | Gen_BB009 |  | MW | FallingBehind | 0 | 0 | 0 | 0 | 0 | 0 | 0 | 0 | 0 | 0 | 0 | 0 | 0 | 0 | 0 | 0 | 0 | 0 | 0 | 0 | 0 | 0 | 0 | 0 | 0 | 0 | 0
Barking 132 | CCGTs (non CHP) | Gen_BB009 |  | MW | ElectricEngagement | 0 | 0 | 0 | 0 | 0 | 0 | 0 | 0 | 0 | 0 | 0 | 0 | 0 | 0 | 0 | 0 | 0 | 0 | 0 | 0 | 0 | 0 | 0 | 0 | 0 | 0 | 0
Barking 132 | CCGTs (non CHP) | Gen_BB009 |  | MW | HydrogenEvolution | 0 | 0 | 0 | 0 | 0 | 0 | 0 | 0 | 0 | 0 | 0 | 0 | 0 | 0 | 0 | 0 | 0 | 0 | 0 | 0 | 0 | 0 | 0 | 0 | 0 | 0 | 0
Barking West (EPN) | CCGTs (non CHP) | Gen_BB009 |  | MW | HolisticTransition | 0 | 0 | 0 | 0 | 0 | 0 | 0 | 0 | 0 | 0 | 0 | 0 | 0 | 0 | 0 | 0 | 0 | 0 | 0 | 0 | 0 | 0 | 0 | 0 | 0 | 0 | 0
Barking West (EPN) | CCGTs (non CHP) | Gen_BB009 |  | MW | FallingBehind | 0 | 0 | 0 | 0 | 0 | 0 | 0 | 0 | 0 | 0 | 0 | 0 | 0 | 0 | 0 | 0 | 0 | 0 | 0 | 0 | 0 | 0 | 0 | 0 | 0 | 0 | 0
Barking West (EPN) | CCGTs (non CHP) | Gen_BB009 |  | MW | ElectricEngagement | 0 | 0 | 0 | 0 | 0 | 0 | 0 | 0 | 0 | 0 | 0 | 0 | 0 | 0 | 0 | 0 | 0 | 0 | 0 | 0 | 0 | 0 | 0 | 0 | 0 | 0 | 0
Barking West (EPN) | CCGTs (non CHP) | Gen_BB009 |  | MW | HydrogenEvolution | 0 | 0 | 0 | 0 | 0 | 0 | 0 | 0 | 0 | 0 | 0 | 0 | 0 | 0 | 0 | 0 | 0 | 0 | 0 | 0 | 0 | 0 | 0 | 0 | 0 | 0 | 0
Biggleswade | CCGTs (non CHP) | Gen_BB009 |  | MW | HolisticTransition | 0 | 0 | 0 | 0 | 0 | 0 | 0 | 0 | 0 | 0 | 0 | 0 | 0 | 0 | 0 | 0 | 0 | 0 | 0 | 0 | 0 | 0 | 0 | 0 | 0 | 0 | 0
Biggleswade | CCGTs (non CHP) | Gen_BB009 |  | MW | FallingBehind | 0 | 0 | 0 | 0 | 0 | 0 | 0 | 0 | 0 | 0 | 0 | 0 | 0 | 0 | 0 | 0 | 0 | 0 | 0 | 0 | 0 | 0 | 0 | 0 | 0 | 0 | 0
Biggleswade | CCGTs (non CHP) | Gen_BB009 |  | MW | ElectricEngagement | 0 | 0 | 0 | 0 | 0 | 0 | 0 | 0 | 0 | 0 | 0 | 0 | 0 | 0 | 0 | 0 | 0 | 0 | 0 | 0 | 0 | 0 | 0 | 0 | 0 | 0 | 0
Biggleswade | CCGTs (non CHP) | Gen_BB009 |  | MW | HydrogenEvolution | 0 | 0 | 0 | 0 | 0 | 0 | 0 | 0 | 0 | 0 | 0 | 0 | 0 | 0 | 0 | 0 | 0 | 0 | 0 | 0 | 0 | 0 | 0 | 0 | 0 | 0 | 0
Bourne | CCGTs (non CHP) | Gen_BB009 |  | MW | HolisticTransition | 0 | 0 | 0 | 0 | 0 | 0 | 0 | 0 | 0 | 0 | 0 | 0 | 0 | 0 | 0 | 0 | 0 | 0 | 0 | 0 | 0 | 0 | 0 | 0 | 0 | 0 | 0
Bourne | CCGTs (non CHP) | Gen_BB009 |  | MW | FallingBehind | 0 | 0 | 0 | 0 | 0 | 0 | 0 | 0 | 0 | 0 | 0 | 0 | 0 | 0 | 0 | 0 | 0 | 0 | 0 | 0 | 0 | 0 | 0 | 0 | 0 | 0 | 0
Bourne | CCGTs (non CHP) | Gen_BB009 |  | MW | ElectricEngagement | 0 | 0 | 0 | 0 | 0 | 0 | 0 | 0 | 0 | 0 | 0 | 0 | 0 | 0 | 0 | 0 | 0 | 0 | 0 | 0 | 0 | 0 | 0 | 0 | 0 | 0 | 0
Bourne | CCGTs (non CHP) | Gen_BB009 |  | MW | HydrogenEvolution | 0 | 0 | 0 | 0 | 0 | 0 | 0 | 0 | 0 | 0 | 0 | 0 | 0 | 0 | 0 | 0 | 0 | 0 | 0 | 0 | 0 | 0 | 0 | 0 | 0 | 0 | 0
Braintree | CCGTs (non CHP) | Gen_BB009 |  | MW | HolisticTransition | 0 | 0 | 0 | 0 | 0 | 0 | 0 | 0 | 0 | 0 | 0 | 0 | 0 | 0 | 0 | 0 | 0 | 0 | 0 | 0 | 0 | 0 | 0 | 0 | 0 | 0 | 0
Braintree | CCGTs (non CHP) | Gen_BB009 |  | MW | FallingBehind | 0 | 0 | 0 | 0 | 0 | 0 | 0 | 0 | 0 | 0 | 0 | 0 | 0 | 0 | 0 | 0 | 0 | 0 | 0 | 0 | 0 | 0 | 0 | 0 | 0 | 0 | 0
Braintree | CCGTs (non CHP) | Gen_BB009 |  | MW | ElectricEngagement | 0 | 0 | 0 | 0 | 0 | 0 | 0 | 0 | 0 | 0 | 0 | 0 | 0 | 0 | 0 | 0 | 0 | 0 | 0 | 0 | 0 | 0 | 0 | 0 | 0 | 0 | 0
Braintree | CCGTs (non CHP) | Gen_BB009 |  | MW | HydrogenEvolution | 0 | 0 | 0 | 0 | 0 | 0 | 0 | 0 | 0 | 0 | 0 | 0 | 0 | 0 | 0 | 0 | 0 | 0 | 0 | 0 | 0 | 0 | 0 | 0 | 0 | 0 | 0
Bramford | CCGTs (non CHP) | Gen_BB009 |  | MW | HolisticTransition | 0 | 0 | 0 | 0 | 0 | 0 | 0 | 0 | 0 | 0 | 0 | 0 | 0 | 0 | 0 | 0 | 0 | 0 | 0 | 0 | 0 | 0 | 0 | 0 | 0 | 0 | 0
Bramford | CCGTs (non CHP) | Gen_BB009 |  | MW | FallingBehind | 0 | 0 | 0 | 0 | 0 | 0 | 0 | 0 | 0 | 0 | 0 | 0 | 0 | 0 | 0 | 0 | 0 | 0 | 0 | 0 | 0 | 0 | 0 | 0 | 0 | 0 | 0
Bramford | CCGTs (non CHP) | Gen_BB009 |  | MW | ElectricEngagement | 0 | 0 | 0 | 0 | 0 | 0 | 0 | 0 | 0 | 0 | 0 | 0 | 0 | 0 | 0 | 0 | 0 | 0 | 0 | 0 | 0 | 0 | 0 | 0 | 0 | 0 | 0
Bramford | CCGTs (non CHP) | Gen_BB009 |  | MW | HydrogenEvolution | 0 | 0 | 0 | 0 | 0 | 0 | 0 | 0 | 0 | 0 | 0 | 0 | 0 | 0 | 0 | 0 | 0 | 0 | 0 | 0 | 0 | 0 | 0 | 0 | 0 | 0 | 0
Brimsdown (EPN) | CCGTs (non CHP) | Gen_BB009 |  | MW | HolisticTransition | 0 | 0 | 0 | 0 | 0 | 0 | 0 | 0 | 0 | 0 | 0 | 0 | 0 | 0 | 0 | 0 | 0 | 0 | 0 | 0 | 0 | 0 | 0 | 0 | 0 | 0 | 0
Brimsdown (EPN) | CCGTs (non CHP) | Gen_BB009 |  | MW | FallingBehind | 0 | 0 | 0 | 0 | 0 | 0 | 0 | 0 | 0 | 0 | 0 | 0 | 0 | 0 | 0 | 0 | 0 | 0 | 0 | 0 | 0 | 0 | 0 | 0 | 0 | 0 | 0
Brimsdown (EPN) | CCGTs (non CHP) | Gen_BB009 |  | MW | ElectricEngagement | 0 | 0 | 0 | 0 | 0 | 0 | 0 | 0 | 0 | 0 | 0 | 0 | 0 | 0 | 0 | 0 | 0 | 0 | 0 | 0 | 0 | 0 | 0 | 0 | 0 | 0 | 0
Brimsdown (EPN) | CCGTs (non CHP) | Gen_BB009 |  | MW | HydrogenEvolution | 0 | 0 | 0 | 0 | 0 | 0 | 0 | 0 | 0 | 0 | 0 | 0 | 0 | 0 | 0 | 0 | 0 | 0 | 0 | 0 | 0 | 0 | 0 | 0 | 0 | 0 | 0
Burwell | CCGTs (non CHP) | Gen_BB009 |  | MW | HolisticTransition | 0 | 0 | 0 | 0 | 0 | 0 | 0 | 0 | 0 | 0 | 0 | 0 | 0 | 0 | 0 | 0 | 0 | 0 | 0 | 0 | 0 | 0 | 0 | 0 | 0 | 0 | 0
Burwell | CCGTs (non CHP) | Gen_BB009 |  | MW | FallingBehind | 0 | 0 | 0 | 0 | 0 | 0 | 0 | 0 | 0 | 0 | 0 | 0 | 0 | 0 | 0 | 0 | 0 | 0 | 0 | 0 | 0 | 0 | 0 | 0 | 0 | 0 | 0
Burwell | CCGTs (non CHP) | Gen_BB009 |  | MW | ElectricEngagement | 0 | 0 | 0 | 0 | 0 | 0 | 0 | 0 | 0 | 0 | 0 | 0 | 0 | 0 | 0 | 0 | 0 | 0 | 0 | 0 | 0 | 0 | 0 | 0 | 0 | 0 | 0
Burwell | CCGTs (non CHP) | Gen_BB009 |  | MW | HydrogenEvolution | 0 | 0 | 0 | 0 | 0 | 0 | 0 | 0 | 0 | 0 | 0 | 0 | 0 | 0 | 0 | 0 | 0 | 0 | 0 | 0 | 0 | 0 | 0 | 0 | 0 | 0 | 0
Eaton Socon | CCGTs (non CHP) | Gen_BB009 |  | MW | HolisticTransition | 0 | 0 | 0 | 0 | 0 | 0 | 0 | 0 | 0 | 0 | 0 | 0 | 0 | 0 | 0 | 0 | 0 | 0 | 0 | 0 | 0 | 0 | 0 | 0 | 0 | 0 | 0
Eaton Socon | CCGTs (non CHP) | Gen_BB009 |  | MW | FallingBehind | 0 | 0 | 0 | 0 | 0 | 0 | 0 | 0 | 0 | 0 | 0 | 0 | 0 | 0 | 0 | 0 | 0 | 0 | 0 | 0 | 0 | 0 | 0 | 0 | 0 | 0 | 0
Eaton Socon | CCGTs (non CHP) | Gen_BB009 |  | MW | ElectricEngagement | 0 | 0 | 0 | 0 | 0 | 0 | 0 | 0 | 0 | 0 | 0 | 0 | 0 | 0 | 0 | 0 | 0 | 0 | 0 | 0 | 0 | 0 | 0 | 0 | 0 | 0 | 0
Eaton Socon | CCGTs (non CHP) | Gen_BB009 |  | MW | HydrogenEvolution | 0 | 0 | 0 | 0 | 0 | 0 | 0 | 0 | 0 | 0 | 0 | 0 | 0 | 0 | 0 | 0 | 0 | 0 | 0 | 0 | 0 | 0 | 0 | 0 | 0 | 0 | 0
Elstree 1&2 and 8&9 and Watford South 3A&3B | CCGTs (non CHP) | Gen_BB009 |  | MW | HolisticTransition | 0 | 0 | 0 | 0 | 0 | 0 | 0 | 0 | 0 | 0 | 0 | 0 | 0 | 0 | 0 | 0 | 0 | 0 | 0 | 0 | 0 | 0 | 0 | 0 | 0 | 0 | 0
Elstree 1&2 and 8&9 and Watford South 3A&3B | CCGTs (non CHP) | Gen_BB009 |  | MW | FallingBehind | 0 | 0 | 0 | 0 | 0 | 0 | 0 | 0 | 0 | 0 | 0 | 0 | 0 | 0 | 0 | 0 | 0 | 0 | 0 | 0 | 0 | 0 | 0 | 0 | 0 | 0 | 0
Elstree 1&2 and 8&9 and Watford South 3A&3B | CCGTs (non CHP) | Gen_BB009 |  | MW | ElectricEngagement | 0 | 0 | 0 | 0 | 0 | 0 | 0 | 0 | 0 | 0 | 0 | 0 | 0 | 0 | 0 | 0 | 0 | 0 | 0 | 0 | 0 | 0 | 0 | 0 | 0 | 0 | 0
Elstree 1&2 and 8&9 and Watford South 3A&3B | CCGTs (non CHP) | Gen_BB009 |  | MW | HydrogenEvolution | 0 | 0 | 0 | 0 | 0 | 0 | 0 | 0 | 0 | 0 | 0 | 0 | 0 | 0 | 0 | 0 | 0 | 0 | 0 | 0 | 0 | 0 | 0 | 0 | 0 | 0 | 0
Elstree 3&4 | CCGTs (non CHP) | Gen_BB009 |  | MW | HolisticTransition | 0 | 0 | 0 | 0 | 0 | 0 | 0 | 0 | 0 | 0 | 0 | 0 | 0 | 0 | 0 | 0 | 0 | 0 | 0 | 0 | 0 | 0 | 0 | 0 | 0 | 0 | 0
Elstree 3&4 | CCGTs (non CHP) | Gen_BB009 |  | MW | FallingBehind | 0 | 0 | 0 | 0 | 0 | 0 | 0 | 0 | 0 | 0 | 0 | 0 | 0 | 0 | 0 | 0 | 0 | 0 | 0 | 0 | 0 | 0 | 0 | 0 | 0 | 0 | 0
Elstree 3&4 | CCGTs (non CHP) | Gen_BB009 |  | MW | ElectricEngagement | 0 | 0 | 0 | 0 | 0 | 0 | 0 | 0 | 0 | 0 | 0 | 0 | 0 | 0 | 0 | 0 | 0 | 0 | 0 | 0 | 0 | 0 | 0 | 0 | 0 | 0 | 0
Elstree 3&4 | CCGTs (non CHP) | Gen_BB009 |  | MW | HydrogenEvolution | 0 | 0 | 0 | 0 | 0 | 0 | 0 | 0 | 0 | 0 | 0 | 0 | 0 | 0 | 0 | 0 | 0 | 0 | 0 | 0 | 0 | 0 | 0 | 0 | 0 | 0 | 0
Grendon | CCGTs (non CHP) | Gen_BB009 |  | MW | HolisticTransition | 0 | 0 | 0 | 0 | 0 | 0 | 0 | 0 | 0 | 0 | 0 | 0 | 0 | 0 | 0 | 0 | 0 | 0 | 0 | 0 | 0 | 0 | 0 | 0 | 0 | 0 | 0
Grendon | CCGTs (non CHP) | Gen_BB009 |  | MW | FallingBehind | 0 | 0 | 0 | 0 | 0 | 0 | 0 | 0 | 0 | 0 | 0 | 0 | 0 | 0 | 0 | 0 | 0 | 0 | 0 | 0 | 0 | 0 | 0 | 0 | 0 | 0 | 0
Grendon | CCGTs (non CHP) | Gen_BB009 |  | MW | ElectricEngagement | 0 | 0 | 0 | 0 | 0 | 0 | 0 | 0 | 0 | 0 | 0 | 0 | 0 | 0 | 0 | 0 | 0 | 0 | 0 | 0 | 0 | 0 | 0 | 0 | 0 | 0 | 0
Grendon | CCGTs (non CHP) | Gen_BB009 |  | MW | HydrogenEvolution | 0 | 0 | 0 | 0 | 0 | 0 | 0 | 0 | 0 | 0 | 0 | 0 | 0 | 0 | 0 | 0 | 0 | 0 | 0 | 0 | 0 | 0 | 0 | 0 | 0 | 0 | 0
Mill Hill and Hendon | CCGTs (non CHP) | Gen_BB009 |  | MW | HolisticTransition | 0 | 0 | 0 | 0 | 0 | 0 | 0 | 0 | 0 | 0 | 0 | 0 | 0 | 0 | 0 | 0 | 0 | 0 | 0 | 0 | 0 | 0 | 0 | 0 | 0 | 0 | 0
Mill Hill and Hendon | CCGTs (non CHP) | Gen_BB009 |  | MW | FallingBehind | 0 | 0 | 0 | 0 | 0 | 0 | 0 | 0 | 0 | 0 | 0 | 0 | 0 | 0 | 0 | 0 | 0 | 0 | 0 | 0 | 0 | 0 | 0 | 0 | 0 | 0 | 0
Mill Hill and Hendon | CCGTs (non CHP) | Gen_BB009 |  | MW | ElectricEngagement | 0 | 0 | 0 | 0 | 0 | 0 | 0 | 0 | 0 | 0 | 0 | 0 | 0 | 0 | 0 | 0 | 0 | 0 | 0 | 0 | 0 | 0 | 0 | 0 | 0 | 0 | 0
Mill Hill and Hendon | CCGTs (non CHP) | Gen_BB009 |  | MW | HydrogenEvolution | 0 | 0 | 0 | 0 | 0 | 0 | 0 | 0 | 0 | 0 | 0 | 0 | 0 | 0 | 0 | 0 | 0 | 0 | 0 | 0 | 0 | 0 | 0 | 0 | 0 | 0 | 0
Norwich | CCGTs (non CHP) | Gen_BB009 |  | MW | HolisticTransition | 0 | 0 | 0 | 0 | 0 | 0 | 0 | 0 | 0 | 0 | 0 | 0 | 0 | 0 | 0 | 0 | 0 | 0 | 0 | 0 | 0 | 0 | 0 | 0 | 0 | 0 | 0
Norwich | CCGTs (non CHP) | Gen_BB009 |  | MW | FallingBehind | 0 | 0 | 0 | 0 | 0 | 0 | 0 | 0 | 0 | 0 | 0 | 0 | 0 | 0 | 0 | 0 | 0 | 0 | 0 | 0 | 0 | 0 | 0 | 0 | 0 | 0 | 0
Norwich | CCGTs (non CHP) | Gen_BB009 |  | MW | ElectricEngagement | 0 | 0 | 0 | 0 | 0 | 0 | 0 | 0 | 0 | 0 | 0 | 0 | 0 | 0 | 0 | 0 | 0 | 0 | 0 | 0 | 0 | 0 | 0 | 0 | 0 | 0 | 0
Norwich | CCGTs (non CHP) | Gen_BB009 |  | MW | HydrogenEvolution | 0 | 0 | 0 | 0 | 0 | 0 | 0 | 0 | 0 | 0 | 0 | 0 | 0 | 0 | 0 | 0 | 0 | 0 | 0 | 0 | 0 | 0 | 0 | 0 | 0 | 0 | 0
Pelham and Wymondley | CCGTs (non CHP) | Gen_BB009 |  | MW | HolisticTransition | 0 | 0 | 0 | 0 | 0 | 0 | 0 | 0 | 0 | 0 | 0 | 0 | 0 | 0 | 0 | 0 | 0 | 0 | 0 | 0 | 0 | 0 | 0 | 0 | 0 | 0 | 0
Pelham and Wymondley | CCGTs (non CHP) | Gen_BB009 |  | MW | FallingBehind | 0 | 0 | 0 | 0 | 0 | 0 | 0 | 0 | 0 | 0 | 0 | 0 | 0 | 0 | 0 | 0 | 0 | 0 | 0 | 0 | 0 | 0 | 0 | 0 | 0 | 0 | 0
Pelham and Wymondley | CCGTs (non CHP) | Gen_BB009 |  | MW | ElectricEngagement | 0 | 0 | 0 | 0 | 0 | 0 | 0 | 0 | 0 | 0 | 0 | 0 | 0 | 0 | 0 | 0 | 0 | 0 | 0 | 0 | 0 | 0 | 0 | 0 | 0 | 0 | 0
Pelham and Wymondley | CCGTs (non CHP) | Gen_BB009 |  | MW | HydrogenEvolution | 0 | 0 | 0 | 0 | 0 | 0 | 0 | 0 | 0 | 0 | 0 | 0 | 0 | 0 | 0 | 0 | 0 | 0 | 0 | 0 | 0 | 0 | 0 | 0 | 0 | 0 | 0
Pelham and Wymondley and Twinstead Green | CCGTs (non CHP) | Gen_BB009 |  | MW | HolisticTransition | 0 | 0 | 0 | 0 | 0 | 0 | 0 | 0 | 0 | 0 | 0 | 0 | 0 | 0 | 0 | 0 | 0 | 0 | 0 | 0 | 0 | 0 | 0 | 0 | 0 | 0 | 0
Pelham and Wymondley and Twinstead Green | CCGTs (non CHP) | Gen_BB009 |  | MW | FallingBehind | 0 | 0 | 0 | 0 | 0 | 0 | 0 | 0 | 0 | 0 | 0 | 0 | 0 | 0 | 0 | 0 | 0 | 0 | 0 | 0 | 0 | 0 | 0 | 0 | 0 | 0 | 0
Pelham and Wymondley and Twinstead Green | CCGTs (non CHP) | Gen_BB009 |  | MW | ElectricEngagement | 0 | 0 | 0 | 0 | 0 | 0 | 0 | 0 | 0 | 0 | 0 | 0 | 0 | 0 | 0 | 0 | 0 | 0 | 0 | 0 | 0 | 0 | 0 | 0 | 0 | 0 | 0
Pelham and Wymondley and Twinstead Green | CCGTs (non CHP) | Gen_BB009 |  | MW | HydrogenEvolution | 0 | 0 | 0 | 0 | 0 | 0 | 0 | 0 | 0 | 0 | 0 | 0 | 0 | 0 | 0 | 0 | 0 | 0 | 0 | 0 | 0 | 0 | 0 | 0 | 0 | 0 | 0
Rayleigh | CCGTs (non CHP) | Gen_BB009 |  | MW | HolisticTransition | 0 | 0 | 0 | 0 | 0 | 0 | 0 | 0 | 0 | 0 | 0 | 0 | 0 | 0 | 0 | 0 | 0 | 0 | 0 | 0 | 0 | 0 | 0 | 0 | 0 | 0 | 0
Rayleigh | CCGTs (non CHP) | Gen_BB009 |  | MW | FallingBehind | 0 | 0 | 0 | 0 | 0 | 0 | 0 | 0 | 0 | 0 | 0 | 0 | 0 | 0 | 0 | 0 | 0 | 0 | 0 | 0 | 0 | 0 | 0 | 0 | 0 | 0 | 0
Rayleigh | CCGTs (non CHP) | Gen_BB009 |  | MW | ElectricEngagement | 0 | 0 | 0 | 0 | 0 | 0 | 0 | 0 | 0 | 0 | 0 | 0 | 0 | 0 | 0 | 0 | 0 | 0 | 0 | 0 | 0 | 0 | 0 | 0 | 0 | 0 | 0
Rayleigh | CCGTs (non CHP) | Gen_BB009 |  | MW | HydrogenEvolution | 0 | 0 | 0 | 0 | 0 | 0 | 0 | 0 | 0 | 0 | 0 | 0 | 0 | 0 | 0 | 0 | 0 | 0 | 0 | 0 | 0 | 0 | 0 | 0 | 0 | 0 | 0
Rye House | CCGTs (non CHP) | Gen_BB009 |  | MW | HolisticTransition | 0 | 0 | 0 | 0 | 0 | 0 | 0 | 0 | 0 | 0 | 0 | 0 | 0 | 0 | 0 | 0 | 0 | 0 | 0 | 0 | 0 | 0 | 0 | 0 | 0 | 0 | 0
Rye House | CCGTs (non CHP) | Gen_BB009 |  | MW | FallingBehind | 0 | 0 | 0 | 0 | 0 | 0 | 0 | 0 | 0 | 0 | 0 | 0 | 0 | 0 | 0 | 0 | 0 | 0 | 0 | 0 | 0 | 0 | 0 | 0 | 0 | 0 | 0
Rye House | CCGTs (non CHP) | Gen_BB009 |  | MW | ElectricEngagement | 0 | 0 | 0 | 0 | 0 | 0 | 0 | 0 | 0 | 0 | 0 | 0 | 0 | 0 | 0 | 0 | 0 | 0 | 0 | 0 | 0 | 0 | 0 | 0 | 0 | 0 | 0
Rye House | CCGTs (non CHP) | Gen_BB009 |  | MW | HydrogenEvolution | 0 | 0 | 0 | 0 | 0 | 0 | 0 | 0 | 0 | 0 | 0 | 0 | 0 | 0 | 0 | 0 | 0 | 0 | 0 | 0 | 0 | 0 | 0 | 0 | 0 | 0 | 0
Sundon | CCGTs (non CHP) | Gen_BB009 |  | MW | HolisticTransition | 0 | 0 | 0 | 0 | 0 | 0 | 0 | 0 | 0 | 0 | 0 | 0 | 0 | 0 | 0 | 0 | 0 | 0 | 0 | 0 | 0 | 0 | 0 | 0 | 0 | 0 | 0
Sundon | CCGTs (non CHP) | Gen_BB009 |  | MW | FallingBehind | 0 | 0 | 0 | 0 | 0 | 0 | 0 | 0 | 0 | 0 | 0 | 0 | 0 | 0 | 0 | 0 | 0 | 0 | 0 | 0 | 0 | 0 | 0 | 0 | 0 | 0 | 0
Sundon | CCGTs (non CHP) | Gen_BB009 |  | MW | ElectricEngagement | 0 | 0 | 0 | 0 | 0 | 0 | 0 | 0 | 0 | 0 | 0 | 0 | 0 | 0 | 0 | 0 | 0 | 0 | 0 | 0 | 0 | 0 | 0 | 0 | 0 | 0 | 0
Sundon | CCGTs (non CHP) | Gen_BB009 |  | MW | HydrogenEvolution | 0 | 0 | 0 | 0 | 0 | 0 | 0 | 0 | 0 | 0 | 0 | 0 | 0 | 0 | 0 | 0 | 0 | 0 | 0 | 0 | 0 | 0 | 0 | 0 | 0 | 0 | 0
Tilbury 1&7 | CCGTs (non CHP) | Gen_BB009 |  | MW | HolisticTransition | 0 | 0 | 0 | 0 | 0 | 0 | 0 | 0 | 0 | 0 | 0 | 0 | 0 | 0 | 0 | 0 | 0 | 0 | 0 | 0 | 0 | 0 | 0 | 0 | 0 | 0 | 0
Tilbury 1&7 | CCGTs (non CHP) | Gen_BB009 |  | MW | FallingBehind | 0 | 0 | 0 | 0 | 0 | 0 | 0 | 0 | 0 | 0 | 0 | 0 | 0 | 0 | 0 | 0 | 0 | 0 | 0 | 0 | 0 | 0 | 0 | 0 | 0 | 0 | 0
Tilbury 1&7 | CCGTs (non CHP) | Gen_BB009 |  | MW | ElectricEngagement | 0 | 0 | 0 | 0 | 0 | 0 | 0 | 0 | 0 | 0 | 0 | 0 | 0 | 0 | 0 | 0 | 0 | 0 | 0 | 0 | 0 | 0 | 0 | 0 | 0 | 0 | 0
Tilbury 1&7 | CCGTs (non CHP) | Gen_BB009 |  | MW | HydrogenEvolution | 0 | 0 | 0 | 0 | 0 | 0 | 0 | 0 | 0 | 0 | 0 | 0 | 0 | 0 | 0 | 0 | 0 | 0 | 0 | 0 | 0 | 0 | 0 | 0 | 0 | 0 | 0
Tilbury 2&8 | CCGTs (non CHP) | Gen_BB009 |  | MW | HolisticTransition | 0 | 0 | 0 | 0 | 0 | 0 | 0 | 0 | 0 | 0 | 0 | 0 | 0 | 0 | 0 | 0 | 0 | 0 | 0 | 0 | 0 | 0 | 0 | 0 | 0 | 0 | 0
Tilbury 2&8 | CCGTs (non CHP) | Gen_BB009 |  | MW | FallingBehind | 0 | 0 | 0 | 0 | 0 | 0 | 0 | 0 | 0 | 0 | 0 | 0 | 0 | 0 | 0 | 0 | 0 | 0 | 0 | 0 | 0 | 0 | 0 | 0 | 0 | 0 | 0
Tilbury 2&8 | CCGTs (non CHP) | Gen_BB009 |  | MW | ElectricEngagement | 0 | 0 | 0 | 0 | 0 | 0 | 0 | 0 | 0 | 0 | 0 | 0 | 0 | 0 | 0 | 0 | 0 | 0 | 0 | 0 | 0 | 0 | 0 | 0 | 0 | 0 | 0
Tilbury 2&8 | CCGTs (non CHP) | Gen_BB009 |  | MW | HydrogenEvolution | 0 | 0 | 0 | 0 | 0 | 0 | 0 | 0 | 0 | 0 | 0 | 0 | 0 | 0 | 0 | 0 | 0 | 0 | 0 | 0 | 0 | 0 | 0 | 0 | 0 | 0 | 0
Tottenham | CCGTs (non CHP) | Gen_BB009 |  | MW | HolisticTransition | 0 | 0 | 0 | 0 | 0 | 0 | 0 | 0 | 0 | 0 | 0 | 0 | 0 | 0 | 0 | 0 | 0 | 0 | 0 | 0 | 0 | 0 | 0 | 0 | 0 | 0 | 0
Tottenham | CCGTs (non CHP) | Gen_BB009 |  | MW | FallingBehind | 0 | 0 | 0 | 0 | 0 | 0 | 0 | 0 | 0 | 0 | 0 | 0 | 0 | 0 | 0 | 0 | 0 | 0 | 0 | 0 | 0 | 0 | 0 | 0 | 0 | 0 | 0
Tottenham | CCGTs (non CHP) | Gen_BB009 |  | MW | ElectricEngagement | 0 | 0 | 0 | 0 | 0 | 0 | 0 | 0 | 0 | 0 | 0 | 0 | 0 | 0 | 0 | 0 | 0 | 0 | 0 | 0 | 0 | 0 | 0 | 0 | 0 | 0 | 0
Tottenham | CCGTs (non CHP) | Gen_BB009 |  | MW | HydrogenEvolution | 0 | 0 | 0 | 0 | 0 | 0 | 0 | 0 | 0 | 0 | 0 | 0 | 0 | 0 | 0 | 0 | 0 | 0 | 0 | 0 | 0 | 0 | 0 | 0 | 0 | 0 | 0
Walpole | CCGTs (non CHP) | Gen_BB009 |  | MW | HolisticTransition | 0 | 0 | 0 | 0 | 0 | 0 | 0 | 0 | 0 | 0 | 0 | 0 | 0 | 0 | 0 | 0 | 0 | 0 | 0 | 0 | 0 | 0 | 0 | 0 | 0 | 0 | 0
Walpole | CCGTs (non CHP) | Gen_BB009 |  | MW | FallingBehind | 0 | 0 | 0 | 0 | 0 | 0 | 0 | 0 | 0 | 0 | 0 | 0 | 0 | 0 | 0 | 0 | 0 | 0 | 0 | 0 | 0 | 0 | 0 | 0 | 0 | 0 | 0
Walpole | CCGTs (non CHP) | Gen_BB009 |  | MW | ElectricEngagement | 0 | 0 | 0 | 0 | 0 | 0 | 0 | 0 | 0 | 0 | 0 | 0 | 0 | 0 | 0 | 0 | 0 | 0 | 0 | 0 | 0 | 0 | 0 | 0 | 0 | 0 | 0
Walpole | CCGTs (non CHP) | Gen_BB009 |  | MW | HydrogenEvolution | 0 | 0 | 0 | 0 | 0 | 0 | 0 | 0 | 0 | 0 | 0 | 0 | 0 | 0 | 0 | 0 | 0 | 0 | 0 | 0 | 0 | 0 | 0 | 0 | 0 | 0 | 0
Warley | CCGTs (non CHP) | Gen_BB009 |  | MW | HolisticTransition | 0 | 0 | 0 | 0 | 0 | 0 | 0 | 0 | 0 | 0 | 0 | 0 | 0 | 0 | 0 | 0 | 0 | 0 | 0 | 0 | 0 | 0 | 0 | 0 | 0 | 0 | 0
Warley | CCGTs (non CHP) | Gen_BB009 |  | MW | FallingBehind | 0 | 0 | 0 | 0 | 0 | 0 | 0 | 0 | 0 | 0 | 0 | 0 | 0 | 0 | 0 | 0 | 0 | 0 | 0 | 0 | 0 | 0 | 0 | 0 | 0 | 0 | 0
Warley | CCGTs (non CHP) | Gen_BB009 |  | MW | ElectricEngagement | 0 | 0 | 0 | 0 | 0 | 0 | 0 | 0 | 0 | 0 | 0 | 0 | 0 | 0 | 0 | 0 | 0 | 0 | 0 | 0 | 0 | 0 | 0 | 0 | 0 | 0 | 0
Warley | CCGTs (non CHP) | Gen_BB009 |  | MW | HydrogenEvolution | 0 | 0 | 0 | 0 | 0 | 0 | 0 | 0 | 0 | 0 | 0 | 0 | 0 | 0 | 0 | 0 | 0 | 0 | 0 | 0 | 0 | 0 | 0 | 0 | 0 | 0 | 0
Watford South 2 and 4 | CCGTs (non CHP) | Gen_BB009 |  | MW | HolisticTransition | 0 | 0 | 0 | 0 | 0 | 0 | 0 | 0 | 0 | 0 | 0 | 0 | 0 | 0 | 0 | 0 | 0 | 0 | 0 | 0 | 0 | 0 | 0 | 0 | 0 | 0 | 0
Watford South 2 and 4 | CCGTs (non CHP) | Gen_BB009 |  | MW | FallingBehind | 0 | 0 | 0 | 0 | 0 | 0 | 0 | 0 | 0 | 0 | 0 | 0 | 0 | 0 | 0 | 0 | 0 | 0 | 0 | 0 | 0 | 0 | 0 | 0 | 0 | 0 | 0
Watford South 2 and 4 | CCGTs (non CHP) | Gen_BB009 |  | MW | ElectricEngagement | 0 | 0 | 0 | 0 | 0 | 0 | 0 | 0 | 0 | 0 | 0 | 0 | 0 | 0 | 0 | 0 | 0 | 0 | 0 | 0 | 0 | 0 | 0 | 0 | 0 | 0 | 0
Watford South 2 and 4 | CCGTs (non CHP) | Gen_BB009 |  | MW | HydrogenEvolution | 0 | 0 | 0 | 0 | 0 | 0 | 0 | 0 | 0 | 0 | 0 | 0 | 0 | 0 | 0 | 0 | 0 | 0 | 0 | 0 | 0 | 0 | 0 | 0 | 0 | 0 | 0
West Thurrock | CCGTs (non CHP) | Gen_BB009 |  | MW | HolisticTransition | 0 | 0 | 0 | 0 | 0 | 0 | 0 | 0 | 0 | 0 | 0 | 0 | 0 | 0 | 0 | 0 | 0 | 0 | 0 | 0 | 0 | 0 | 0 | 0 | 0 | 0 | 0
West Thurrock | CCGTs (non CHP) | Gen_BB009 |  | MW | FallingBehind | 0 | 0 | 0 | 0 | 0 | 0 | 0 | 0 | 0 | 0 | 0 | 0 | 0 | 0 | 0 | 0 | 0 | 0 | 0 | 0 | 0 | 0 | 0 | 0 | 0 | 0 | 0
West Thurrock | CCGTs (non CHP) | Gen_BB009 |  | MW | ElectricEngagement | 0 | 0 | 0 | 0 | 0 | 0 | 0 | 0 | 0 | 0 | 0 | 0 | 0 | 0 | 0 | 0 | 0 | 0 | 0 | 0 | 0 | 0 | 0 | 0 | 0 | 0 | 0
West Thurrock | CCGTs (non CHP) | Gen_BB009 |  | MW | HydrogenEvolution | 0 | 0 | 0 | 0 | 0 | 0 | 0 | 0 | 0 | 0 | 0 | 0 | 0 | 0 | 0 | 0 | 0 | 0 | 0 | 0 | 0 | 0 | 0 | 0 | 0 | 0 | 0
Willesden | CCGTs (non CHP) | Gen_BB009 |  | MW | HolisticTransition | 0 | 0 | 0 | 0 | 0 | 0 | 0 | 0 | 0 | 0 | 0 | 0 | 0 | 0 | 0 | 0 | 0 | 0 | 0 | 0 | 0 | 0 | 0 | 0 | 0 | 0 | 0
Willesden | CCGTs (non CHP) | Gen_BB009 |  | MW | FallingBehind | 0 | 0 | 0 | 0 | 0 | 0 | 0 | 0 | 0 | 0 | 0 | 0 | 0 | 0 | 0 | 0 | 0 | 0 | 0 | 0 | 0 | 0 | 0 | 0 | 0 | 0 | 0
Willesden | CCGTs (non CHP) | Gen_BB009 |  | MW | ElectricEngagement | 0 | 0 | 0 | 0 | 0 | 0 | 0 | 0 | 0 | 0 | 0 | 0 | 0 | 0 | 0 | 0 | 0 | 0 | 0 | 0 | 0 | 0 | 0 | 0 | 0 | 0 | 0
Willesden | CCGTs (non CHP) | Gen_BB009 |  | MW | HydrogenEvolution | 0 | 0 | 0 | 0 | 0 | 0 | 0 | 0 | 0 | 0 | 0 | 0 | 0 | 0 | 0 | 0 | 0 | 0 | 0 | 0 | 0 | 0 | 0 | 0 | 0 | 0 | 0
Amersham | Biomass & Energy Crops (including CHP) | Gen_BB010 | Includes Biomass Conversions | MW | HolisticTransition | 0 | 0 | 0 | 0 | 0 | 0 | 0 | 0 | 0 | 0 | 0 | 0 | 0 | 0 | 0 | 0 | 0 | 0 | 0 | 0 | 0 | 0 | 0 | 0 | 0 | 0 | 0
Amersham | Biomass & Energy Crops (including CHP) | Gen_BB010 | Includes Biomass Conversions | MW | FallingBehind | 0 | 0 | 0 | 0 | 0 | 0 | 0 | 0 | 0 | 0 | 0 | 0 | 0 | 0 | 0 | 0 | 0 | 0 | 0 | 0 | 0 | 0 | 0 | 0 | 0 | 0 | 0
Amersham | Biomass & Energy Crops (including CHP) | Gen_BB010 | Includes Biomass Conversions | MW | ElectricEngagement | 0 | 0 | 0 | 0 | 0 | 0 | 0 | 0 | 0 | 0 | 0 | 0 | 0 | 0 | 0 | 0 | 0 | 0 | 0 | 0 | 0 | 0 | 0 | 0 | 0 | 0 | 0
Amersham | Biomass & Energy Crops (including CHP) | Gen_BB010 | Includes Biomass Conversions | MW | HydrogenEvolution | 0 | 0 | 0 | 0 | 0 | 0 | 0 | 0 | 0 | 0 | 0 | 0 | 0 | 0 | 0 | 0 | 0 | 0 | 0 | 0 | 0 | 0 | 0 | 0 | 0 | 0 | 0
Barking 132 | Biomass & Energy Crops (including CHP) | Gen_BB010 | Includes Biomass Conversions | MW | HolisticTransition | 0 | 0 | 0 | 0 | 0 | 0 | 0 | 0 | 0 | 0 | 0 | 0 | 0 | 0 | 0 | 0 | 0 | 0 | 0 | 0 | 0 | 0 | 0 | 0 | 0 | 0 | 0
Barking 132 | Biomass & Energy Crops (including CHP) | Gen_BB010 | Includes Biomass Conversions | MW | FallingBehind | 0 | 0 | 0 | 0 | 0 | 0 | 0.014 | 0.029 | 0.048 | 0.07 | 0.095 | 0.126 | 0.128 | 0.132 | 0.137 | 0.146 | 0.157 | 0.171 | 0.188 | 0.209 | 0.234 | 0.262 | 0.297 | 0.337 | 0.385 | 0.442 | 0.509
Barking 132 | Biomass & Energy Crops (including CHP) | Gen_BB010 | Includes Biomass Conversions | MW | ElectricEngagement | 0 | 0 | 0 | 0 | 0 | 0 | 0 | 0 | 0 | 0 | 0 | 0 | 0 | 0 | 0 | 0 | 0 | 0 | 0 | 0 | 0 | 0 | 0 | 0 | 0 | 0 | 0
Barking 132 | Biomass & Energy Crops (including CHP) | Gen_BB010 | Includes Biomass Conversions | MW | HydrogenEvolution | 0 | 0 | 0 | 0 | 0 | 0 | 0 | 0 | 0 | 0 | 0 | 0 | 0 | 0 | 0 | 0 | 0 | 0 | 0 | 0 | 0 | 0 | 0 | 0 | 0 | 0 | 0
Barking West (EPN) | Biomass & Energy Crops (including CHP) | Gen_BB010 | Includes Biomass Conversions | MW | HolisticTransition | 0.338 | 0.338 | 0.338 | 0.338 | 0.338 | 0.338 | 0.316 | 0.316 | 0.316 | 0.275 | 0.275 | 0.218 | 0.192 | 0.172 | 0.172 | 0.152 | 0.152 | 0.133 | 0.133 | 0.114 | 0.114 | 0.093 | 0.093 | 0.093 | 0.093 | 0.093 | 0.093
Barking West (EPN) | Biomass & Energy Crops (including CHP) | Gen_BB010 | Includes Biomass Conversions | MW | FallingBehind | 0.338 | 0.338 | 0.338 | 0.338 | 0.338 | 0.338 | 0.338 | 0.338 | 0.338 | 0.338 | 0.338 | 0.338 | 0.292 | 0.292 | 0.292 | 0.292 | 0.292 | 0.292 | 0.292 | 0.292 | 0.292 | 0.292 | 0.292 | 0.292 | 0.292 | 0.292 | 0.292
Barking West (EPN) | Biomass & Energy Crops (including CHP) | Gen_BB010 | Includes Biomass Conversions | MW | ElectricEngagement | 0.338 | 0.338 | 0.338 | 0.338 | 0.338 | 0.338 | 0.321 | 0.321 | 0.321 | 0.286 | 0.286 | 0.254 | 0.202 | 0.185 | 0.185 | 0.167 | 0.167 | 0.151 | 0.151 | 0.134 | 0.134 | 0.134 | 0.134 | 0.134 | 0.134 | 0.134 | 0.134
Barking West (EPN) | Biomass & Energy Crops (including CHP) | Gen_BB010 | Includes Biomass Conversions | MW | HydrogenEvolution | 0.338 | 0.338 | 0.338 | 0.338 | 0.338 | 0.338 | 0.321 | 0.321 | 0.321 | 0.286 | 0.286 | 0.254 | 0.202 | 0.185 | 0.185 | 0.167 | 0.167 | 0.151 | 0.151 | 0.134 | 0.134 | 0.134 | 0.134 | 0.134 | 0.134 | 0.134 | 0.134
Biggleswade | Biomass & Energy Crops (including CHP) | Gen_BB010 | Includes Biomass Conversions | MW | HolisticTransition | 0 | 0 | 0 | 0 | 0 | 0 | 0 | 0 | 0 | 0 | 0 | 0 | 0 | 0 | 0 | 0 | 0 | 0 | 0 | 0 | 0 | 0 | 0 | 0 | 0 | 0 | 0
Biggleswade | Biomass & Energy Crops (including CHP) | Gen_BB010 | Includes Biomass Conversions | MW | FallingBehind | 0 | 0 | 0 | 0 | 0 | 0 | 0 | 0 | 0 | 0 | 0 | 0 | 0 | 0 | 0 | 0 | 0 | 0 | 0 | 0 | 0 | 0 | 0 | 0 | 0 | 0 | 0
Biggleswade | Biomass & Energy Crops (including CHP) | Gen_BB010 | Includes Biomass Conversions | MW | ElectricEngagement | 0 | 0 | 0 | 0 | 0 | 0 | 0 | 0 | 0 | 0 | 0 | 0 | 0 | 0 | 0 | 0 | 0 | 0 | 0 | 0 | 0 | 0 | 0 | 0 | 0 | 0 | 0
Biggleswade | Biomass & Energy Crops (including CHP) | Gen_BB010 | Includes Biomass Conversions | MW | HydrogenEvolution | 0 | 0 | 0 | 0 | 0 | 0 | 0 | 0 | 0 | 0 | 0 | 0 | 0 | 0 | 0 | 0 | 0 | 0 | 0 | 0 | 0 | 0 | 0 | 0 | 0 | 0 | 0
Bourne | Biomass & Energy Crops (including CHP) | Gen_BB010 | Includes Biomass Conversions | MW | HolisticTransition | 0 | 0 | 0 | 0 | 0 | 0 | 0 | 0 | 0 | 0 | 0 | 0 | 0 | 0 | 0 | 0 | 0 | 0 | 0 | 0 | 0 | 0 | 0 | 0 | 0 | 0 | 0
Bourne | Biomass & Energy Crops (including CHP) | Gen_BB010 | Includes Biomass Conversions | MW | FallingBehind | 0 | 0 | 0 | 0 | 0 | 0 | 0 | 0 | 0 | 0 | 0 | 0 | 0 | 0 | 0 | 0 | 0 | 0 | 0 | 0 | 0 | 0 | 0 | 0 | 0 | 0 | 0
Bourne | Biomass & Energy Crops (including CHP) | Gen_BB010 | Includes Biomass Conversions | MW | ElectricEngagement | 0 | 0 | 0 | 0 | 0 | 0 | 0 | 0 | 0 | 0 | 0 | 0 | 0 | 0 | 0 | 0 | 0 | 0 | 0 | 0 | 0 | 0 | 0 | 0 | 0 | 0 | 0
Bourne | Biomass & Energy Crops (including CHP) | Gen_BB010 | Includes Biomass Conversions | MW | HydrogenEvolution | 0 | 0 | 0 | 0 | 0 | 0 | 0 | 0 | 0 | 0 | 0 | 0 | 0 | 0 | 0 | 0 | 0 | 0 | 0 | 0 | 0 | 0 | 0 | 0 | 0 | 0 | 0
Braintree | Biomass & Energy Crops (including CHP) | Gen_BB010 | Includes Biomass Conversions | MW | HolisticTransition | 0 | 0 | 0 | 0 | 0 | 0 | 0 | 0 | 0 | 0 | 0 | 0 | 0 | 0 | 0 | 0 | 0 | 0 | 0 | 0 | 0 | 0 | 0 | 0 | 0 | 0 | 0
Braintree | Biomass & Energy Crops (including CHP) | Gen_BB010 | Includes Biomass Conversions | MW | FallingBehind | 0 | 0 | 0 | 0 | 0 | 0 | 0 | 0 | 0 | 0 | 0 | 0 | 0 | 0 | 0 | 0 | 0 | 0 | 0 | 0 | 0 | 0 | 0 | 0 | 0 | 0 | 0
Braintree | Biomass & Energy Crops (including CHP) | Gen_BB010 | Includes Biomass Conversions | MW | ElectricEngagement | 0 | 0 | 0 | 0 | 0 | 0 | 0 | 0 | 0 | 0 | 0 | 0 | 0 | 0 | 0 | 0 | 0 | 0 | 0 | 0 | 0 | 0 | 0 | 0 | 0 | 0 | 0
Braintree | Biomass & Energy Crops (including CHP) | Gen_BB010 | Includes Biomass Conversions | MW | HydrogenEvolution | 0 | 0 | 0 | 0 | 0 | 0 | 0 | 0 | 0 | 0 | 0 | 0 | 0 | 0 | 0 | 0 | 0 | 0 | 0 | 0 | 0 | 0 | 0 | 0 | 0 | 0 | 0
Bramford | Biomass & Energy Crops (including CHP) | Gen_BB010 | Includes Biomass Conversions | MW | HolisticTransition | 120.975 | 121.003 | 121.031 | 121.059 | 121.087 | 121.116 | 113.317 | 113.317 | 113.317 | 98.635 | 98.635 | 78.221 | 68.816 | 61.474 | 61.474 | 54.595 | 54.595 | 47.712 | 47.712 | 40.831 | 40.831 | 33.491 | 33.491 | 33.491 | 33.491 | 33.491 | 33.491
Bramford | Biomass & Energy Crops (including CHP) | Gen_BB010 | Includes Biomass Conversions | MW | FallingBehind | 120.975 | 121.102 | 121.228 | 121.354 | 121.48 | 121.606 | 121.606 | 121.606 | 121.606 | 121.606 | 121.606 | 121.606 | 105.041 | 105.041 | 105.041 | 105.041 | 105.041 | 105.041 | 105.041 | 105.041 | 105.041 | 105.041 | 105.041 | 105.041 | 105.041 | 105.041 | 105.041
Bramford | Biomass & Energy Crops (including CHP) | Gen_BB010 | Includes Biomass Conversions | MW | ElectricEngagement | 120.975 | 121.059 | 121.144 | 121.228 | 121.312 | 121.396 | 115.486 | 115.486 | 115.486 | 102.756 | 102.756 | 91.39 | 72.746 | 66.381 | 66.381 | 60.016 | 60.016 | 54.106 | 54.106 | 48.195 | 48.195 | 48.195 | 48.195 | 48.195 | 48.195 | 48.195 | 48.195
Bramford | Biomass & Energy Crops (including CHP) | Gen_BB010 | Includes Biomass Conversions | MW | HydrogenEvolution | 120.975 | 121.059 | 121.144 | 121.228 | 121.312 | 121.396 | 115.486 | 115.486 | 115.486 | 102.756 | 102.756 | 91.39 | 72.746 | 66.381 | 66.381 | 60.016 | 60.016 | 54.106 | 54.106 | 48.195 | 48.195 | 48.195 | 48.195 | 48.195 | 48.195 | 48.195 | 48.195
Brimsdown (EPN) | Biomass & Energy Crops (including CHP) | Gen_BB010 | Includes Biomass Conversions | MW | HolisticTransition | 0 | 0 | 0 | 0 | 0 | 0 | 0 | 0 | 0 | 0 | 0 | 0 | 0 | 0 | 0 | 0 | 0 | 0 | 0 | 0 | 0 | 0 | 0 | 0 | 0 | 0 | 0
Brimsdown (EPN) | Biomass & Energy Crops (including CHP) | Gen_BB010 | Includes Biomass Conversions | MW | FallingBehind | 0 | 0 | 0 | 0 | 0 | 0 | 0 | 0.001 | 0.001 | 0.002 | 0.003 | 0.003 | 0.003 | 0.003 | 0.004 | 0.004 | 0.004 | 0.005 | 0.005 | 0.006 | 0.006 | 0.007 | 0.008 | 0.009 | 0.01 | 0.012 | 0.014
Brimsdown (EPN) | Biomass & Energy Crops (including CHP) | Gen_BB010 | Includes Biomass Conversions | MW | ElectricEngagement | 0 | 0 | 0 | 0 | 0 | 0 | 0 | 0 | 0 | 0 | 0 | 0 | 0 | 0 | 0 | 0 | 0 | 0 | 0 | 0 | 0 | 0 | 0 | 0 | 0 | 0 | 0
Brimsdown (EPN) | Biomass & Energy Crops (including CHP) | Gen_BB010 | Includes Biomass Conversions | MW | HydrogenEvolution | 0 | 0 | 0 | 0 | 0 | 0 | 0 | 0 | 0 | 0 | 0 | 0 | 0 | 0 | 0 | 0 | 0 | 0 | 0 | 0 | 0 | 0 | 0 | 0 | 0 | 0 | 0
Burwell | Biomass & Energy Crops (including CHP) | Gen_BB010 | Includes Biomass Conversions | MW | HolisticTransition | 38.312 | 38.312 | 38.312 | 38.312 | 38.312 | 38.312 | 35.845 | 35.845 | 35.845 | 31.201 | 31.201 | 24.743 | 21.768 | 19.446 | 19.446 | 17.27 | 17.27 | 15.093 | 15.093 | 12.916 | 12.916 | 10.594 | 10.594 | 10.594 | 10.594 | 10.594 | 10.594
Burwell | Biomass & Energy Crops (including CHP) | Gen_BB010 | Includes Biomass Conversions | MW | FallingBehind | 38.312 | 38.312 | 38.312 | 38.312 | 38.312 | 38.312 | 38.312 | 38.312 | 38.312 | 38.312 | 38.312 | 38.312 | 33.093 | 33.093 | 33.093 | 33.093 | 33.093 | 33.093 | 33.093 | 33.093 | 33.093 | 33.093 | 33.093 | 33.093 | 33.093 | 33.093 | 33.093
Burwell | Biomass & Energy Crops (including CHP) | Gen_BB010 | Includes Biomass Conversions | MW | ElectricEngagement | 38.312 | 38.312 | 38.312 | 38.312 | 38.312 | 38.312 | 36.447 | 36.447 | 36.447 | 32.429 | 32.429 | 28.842 | 22.958 | 20.949 | 20.949 | 18.941 | 18.941 | 17.075 | 17.075 | 15.21 | 15.21 | 15.21 | 15.21 | 15.21 | 15.21 | 15.21 | 15.21
Burwell | Biomass & Energy Crops (including CHP) | Gen_BB010 | Includes Biomass Conversions | MW | HydrogenEvolution | 38.312 | 38.312 | 38.312 | 38.312 | 38.312 | 38.312 | 36.447 | 36.447 | 36.447 | 32.429 | 32.429 | 28.842 | 22.958 | 20.949 | 20.949 | 18.941 | 18.941 | 17.075 | 17.075 | 15.21 | 15.21 | 15.21 | 15.21 | 15.21 | 15.21 | 15.21 | 15.21
Eaton Socon | Biomass & Energy Crops (including CHP) | Gen_BB010 | Includes Biomass Conversions | MW | HolisticTransition | 0.156 | 7.399 | 7.411 | 7.423 | 7.434 | 7.446 | 6.967 | 6.967 | 6.967 | 6.064 | 6.064 | 4.809 | 4.231 | 3.779 | 3.779 | 3.356 | 3.356 | 2.933 | 2.933 | 2.51 | 2.51 | 2.059 | 2.059 | 2.059 | 2.059 | 2.059 | 2.059
Eaton Socon | Biomass & Energy Crops (including CHP) | Gen_BB010 | Includes Biomass Conversions | MW | FallingBehind | 0.156 | 7.44 | 7.493 | 7.546 | 7.598 | 7.651 | 7.651 | 7.651 | 7.651 | 7.651 | 7.651 | 7.651 | 6.609 | 6.609 | 6.609 | 6.609 | 6.609 | 6.609 | 6.609 | 6.609 | 6.609 | 6.609 | 6.609 | 6.609 | 6.609 | 6.609 | 6.609
Eaton Socon | Biomass & Energy Crops (including CHP) | Gen_BB010 | Includes Biomass Conversions | MW | ElectricEngagement | 0.156 | 7.423 | 7.458 | 7.493 | 7.528 | 7.563 | 7.195 | 7.195 | 7.195 | 6.402 | 6.402 | 5.694 | 4.532 | 4.136 | 4.136 | 3.739 | 3.739 | 3.371 | 3.371 | 3.003 | 3.003 | 3.003 | 3.003 | 3.003 | 3.003 | 3.003 | 3.003
Eaton Socon | Biomass & Energy Crops (including CHP) | Gen_BB010 | Includes Biomass Conversions | MW | HydrogenEvolution | 0.156 | 7.423 | 7.458 | 7.493 | 7.528 | 7.563 | 7.195 | 7.195 | 7.195 | 6.402 | 6.402 | 5.694 | 4.532 | 4.136 | 4.136 | 3.739 | 3.739 | 3.371 | 3.371 | 3.003 | 3.003 | 3.003 | 3.003 | 3.003 | 3.003 | 3.003 | 3.003
Elstree 1&2 and 8&9 and Watford South 3A&3B | Biomass & Energy Crops (including CHP) | Gen_BB010 | Includes Biomass Conversions | MW | HolisticTransition | 0 | 0.008 | 0.017 | 0.025 | 0.033 | 0.042 | 0.039 | 0.039 | 0.039 | 0.034 | 0.034 | 0.027 | 0.024 | 0.021 | 0.021 | 0.019 | 0.019 | 0.016 | 0.016 | 0.014 | 0.014 | 0.012 | 0.012 | 0.012 | 0.012 | 0.012 | 0.012
Elstree 1&2 and 8&9 and Watford South 3A&3B | Biomass & Energy Crops (including CHP) | Gen_BB010 | Includes Biomass Conversions | MW | FallingBehind | 0 | 0.037 | 0.075 | 0.112 | 0.15 | 0.187 | 0.187 | 0.187 | 0.187 | 0.187 | 0.187 | 0.187 | 0.162 | 0.162 | 0.162 | 0.162 | 0.162 | 0.162 | 0.162 | 0.162 | 0.162 | 0.162 | 0.162 | 0.162 | 0.162 | 0.162 | 0.162
Elstree 1&2 and 8&9 and Watford South 3A&3B | Biomass & Energy Crops (including CHP) | Gen_BB010 | Includes Biomass Conversions | MW | ElectricEngagement | 0 | 0.025 | 0.05 | 0.075 | 0.1 | 0.125 | 0.119 | 0.119 | 0.119 | 0.106 | 0.106 | 0.094 | 0.075 | 0.068 | 0.068 | 0.062 | 0.062 | 0.056 | 0.056 | 0.05 | 0.05 | 0.05 | 0.05 | 0.05 | 0.05 | 0.05 | 0.05
Elstree 1&2 and 8&9 and Watford South 3A&3B | Biomass & Energy Crops (including CHP) | Gen_BB010 | Includes Biomass Conversions | MW | HydrogenEvolution | 0 | 0.025 | 0.05 | 0.075 | 0.1 | 0.125 | 0.119 | 0.119 | 0.119 | 0.106 | 0.106 | 0.094 | 0.075 | 0.068 | 0.068 | 0.062 | 0.062 | 0.056 | 0.056 | 0.05 | 0.05 | 0.05 | 0.05 | 0.05 | 0.05 | 0.05 | 0.05
Elstree 3&4 | Biomass & Energy Crops (including CHP) | Gen_BB010 | Includes Biomass Conversions | MW | HolisticTransition | 0 | 0 | 0 | 0 | 0 | 0 | 0 | 0 | 0 | 0 | 0 | 0 | 0 | 0 | 0 | 0 | 0 | 0 | 0 | 0 | 0 | 0 | 0 | 0 | 0 | 0 | 0
Elstree 3&4 | Biomass & Energy Crops (including CHP) | Gen_BB010 | Includes Biomass Conversions | MW | FallingBehind | 0 | 0 | 0 | 0 | 0 | 0 | 0 | 0 | 0 | 0 | 0 | 0 | 0 | 0 | 0 | 0 | 0 | 0 | 0 | 0 | 0 | 0 | 0 | 0 | 0 | 0 | 0
Elstree 3&4 | Biomass & Energy Crops (including CHP) | Gen_BB010 | Includes Biomass Conversions | MW | ElectricEngagement | 0 | 0 | 0 | 0 | 0 | 0 | 0 | 0 | 0 | 0 | 0 | 0 | 0 | 0 | 0 | 0 | 0 | 0 | 0 | 0 | 0 | 0 | 0 | 0 | 0 | 0 | 0
Elstree 3&4 | Biomass & Energy Crops (including CHP) | Gen_BB010 | Includes Biomass Conversions | MW | HydrogenEvolution | 0 | 0 | 0 | 0 | 0 | 0 | 0 | 0 | 0 | 0 | 0 | 0 | 0 | 0 | 0 | 0 | 0 | 0 | 0 | 0 | 0 | 0 | 0 | 0 | 0 | 0 | 0
Grendon | Biomass & Energy Crops (including CHP) | Gen_BB010 | Includes Biomass Conversions | MW | HolisticTransition | 0 | 0 | 0 | 0 | 0 | 0 | 0 | 0 | 0 | 0 | 0 | 0 | 0 | 0 | 0 | 0 | 0 | 0 | 0 | 0 | 0 | 0 | 0 | 0 | 0 | 0 | 0
Grendon | Biomass & Energy Crops (including CHP) | Gen_BB010 | Includes Biomass Conversions | MW | FallingBehind | 0 | 0 | 0 | 0 | 0 | 0 | 0 | 0 | 0 | 0 | 0 | 0 | 0 | 0 | 0 | 0 | 0 | 0 | 0 | 0 | 0 | 0 | 0 | 0 | 0 | 0 | 0
Grendon | Biomass & Energy Crops (including CHP) | Gen_BB010 | Includes Biomass Conversions | MW | ElectricEngagement | 0 | 0 | 0 | 0 | 0 | 0 | 0 | 0 | 0 | 0 | 0 | 0 | 0 | 0 | 0 | 0 | 0 | 0 | 0 | 0 | 0 | 0 | 0 | 0 | 0 | 0 | 0
Grendon | Biomass & Energy Crops (including CHP) | Gen_BB010 | Includes Biomass Conversions | MW | HydrogenEvolution | 0 | 0 | 0 | 0 | 0 | 0 | 0 | 0 | 0 | 0 | 0 | 0 | 0 | 0 | 0 | 0 | 0 | 0 | 0 | 0 | 0 | 0 | 0 | 0 | 0 | 0 | 0
Mill Hill and Hendon | Biomass & Energy Crops (including CHP) | Gen_BB010 | Includes Biomass Conversions | MW | HolisticTransition | 0.288 | 0.321 | 0.354 | 0.386 | 0.419 | 0.452 | 0.423 | 0.423 | 0.423 | 0.368 | 0.368 | 0.292 | 0.257 | 0.229 | 0.229 | 0.204 | 0.204 | 0.178 | 0.178 | 0.152 | 0.152 | 0.125 | 0.125 | 0.125 | 0.125 | 0.125 | 0.125
Mill Hill and Hendon | Biomass & Energy Crops (including CHP) | Gen_BB010 | Includes Biomass Conversions | MW | FallingBehind | 0.288 | 0.436 | 0.583 | 0.731 | 0.878 | 1.026 | 1.026 | 1.026 | 1.026 | 1.026 | 1.026 | 1.026 | 0.886 | 0.886 | 0.886 | 0.886 | 0.886 | 0.886 | 0.886 | 0.886 | 0.886 | 0.886 | 0.886 | 0.886 | 0.886 | 0.886 | 0.886
Mill Hill and Hendon | Biomass & Energy Crops (including CHP) | Gen_BB010 | Includes Biomass Conversions | MW | ElectricEngagement | 0.288 | 0.386 | 0.485 | 0.583 | 0.682 | 0.78 | 0.742 | 0.742 | 0.742 | 0.66 | 0.66 | 0.587 | 0.467 | 0.426 | 0.426 | 0.386 | 0.386 | 0.348 | 0.348 | 0.31 | 0.31 | 0.31 | 0.31 | 0.31 | 0.31 | 0.31 | 0.31
Mill Hill and Hendon | Biomass & Energy Crops (including CHP) | Gen_BB010 | Includes Biomass Conversions | MW | HydrogenEvolution | 0.288 | 0.386 | 0.485 | 0.583 | 0.682 | 0.78 | 0.742 | 0.742 | 0.742 | 0.66 | 0.66 | 0.587 | 0.467 | 0.426 | 0.426 | 0.386 | 0.386 | 0.348 | 0.348 | 0.31 | 0.31 | 0.31 | 0.31 | 0.31 | 0.31 | 0.31 | 0.31
Norwich | Biomass & Energy Crops (including CHP) | Gen_BB010 | Includes Biomass Conversions | MW | HolisticTransition | 3.472 | 3.482 | 3.492 | 3.502 | 3.512 | 3.522 | 3.295 | 3.295 | 3.295 | 2.868 | 2.868 | 2.275 | 2.001 | 1.788 | 1.788 | 1.588 | 1.588 | 1.387 | 1.387 | 1.187 | 1.187 | 0.974 | 0.974 | 0.974 | 0.974 | 0.974 | 0.974
Norwich | Biomass & Energy Crops (including CHP) | Gen_BB010 | Includes Biomass Conversions | MW | FallingBehind | 3.472 | 3.517 | 3.562 | 3.607 | 3.652 | 3.697 | 3.697 | 3.697 | 3.697 | 3.697 | 3.697 | 3.697 | 3.193 | 3.193 | 3.193 | 3.193 | 3.193 | 3.193 | 3.193 | 3.193 | 3.193 | 3.193 | 3.193 | 3.193 | 3.193 | 3.193 | 3.193
Norwich | Biomass & Energy Crops (including CHP) | Gen_BB010 | Includes Biomass Conversions | MW | ElectricEngagement | 3.472 | 3.502 | 3.532 | 3.562 | 3.592 | 3.622 | 3.445 | 3.445 | 3.445 | 3.066 | 3.066 | 2.727 | 2.17 | 1.98 | 1.98 | 1.791 | 1.791 | 1.614 | 1.614 | 1.438 | 1.438 | 1.438 | 1.438 | 1.438 | 1.438 | 1.438 | 1.438
Norwich | Biomass & Energy Crops (including CHP) | Gen_BB010 | Includes Biomass Conversions | MW | HydrogenEvolution | 3.472 | 3.502 | 3.532 | 3.562 | 3.592 | 3.622 | 3.445 | 3.445 | 3.445 | 3.066 | 3.066 | 2.727 | 2.17 | 1.98 | 1.98 | 1.791 | 1.791 | 1.614 | 1.614 | 1.438 | 1.438 | 1.438 | 1.438 | 1.438 | 1.438 | 1.438 | 1.438
Pelham and Wymondley | Biomass & Energy Crops (including CHP) | Gen_BB010 | Includes Biomass Conversions | MW | HolisticTransition | 2.6 | 0 | 0 | 0 | 0 | 0 | 0 | 0 | 0 | 0 | 0 | 0 | 0 | 0 | 0 | 0 | 0 | 0 | 0 | 0 | 0 | 0 | 0 | 0 | 0 | 0 | 0
Pelham and Wymondley | Biomass & Energy Crops (including CHP) | Gen_BB010 | Includes Biomass Conversions | MW | FallingBehind | 2.6 | 0 | 0 | 0 | 0 | 0 | 0 | 0 | 0 | 0 | 0 | 0 | 0 | 0 | 0 | 0 | 0 | 0 | 0 | 0 | 0 | 0 | 0 | 0 | 0 | 0 | 0
Pelham and Wymondley | Biomass & Energy Crops (including CHP) | Gen_BB010 | Includes Biomass Conversions | MW | ElectricEngagement | 2.6 | 0 | 0 | 0 | 0 | 0 | 0 | 0 | 0 | 0 | 0 | 0 | 0 | 0 | 0 | 0 | 0 | 0 | 0 | 0 | 0 | 0 | 0 | 0 | 0 | 0 | 0
Pelham and Wymondley | Biomass & Energy Crops (including CHP) | Gen_BB010 | Includes Biomass Conversions | MW | HydrogenEvolution | 2.6 | 0 | 0 | 0 | 0 | 0 | 0 | 0 | 0 | 0 | 0 | 0 | 0 | 0 | 0 | 0 | 0 | 0 | 0 | 0 | 0 | 0 | 0 | 0 | 0 | 0 | 0
Pelham and Wymondley and Twinstead Green | Biomass & Energy Crops (including CHP) | Gen_BB010 | Includes Biomass Conversions | MW | HolisticTransition | 0 | 2.6 | 2.6 | 2.6 | 2.6 | 2.6 | 2.433 | 2.433 | 2.433 | 2.117 | 2.117 | 1.679 | 1.477 | 1.32 | 1.32 | 1.172 | 1.172 | 1.024 | 1.024 | 0.877 | 0.877 | 0.719 | 0.719 | 0.719 | 0.719 | 0.719 | 0.719
Pelham and Wymondley and Twinstead Green | Biomass & Energy Crops (including CHP) | Gen_BB010 | Includes Biomass Conversions | MW | FallingBehind | 0 | 2.6 | 2.6 | 2.6 | 2.6 | 2.6 | 2.6 | 2.6 | 2.6 | 2.6 | 2.6 | 2.6 | 2.246 | 2.246 | 2.246 | 2.246 | 2.246 | 2.246 | 2.246 | 2.246 | 2.246 | 2.246 | 2.246 | 2.246 | 2.246 | 2.246 | 2.246
Pelham and Wymondley and Twinstead Green | Biomass & Energy Crops (including CHP) | Gen_BB010 | Includes Biomass Conversions | MW | ElectricEngagement | 0 | 2.6 | 2.6 | 2.6 | 2.6 | 2.6 | 2.473 | 2.473 | 2.473 | 2.201 | 2.201 | 1.957 | 1.558 | 1.422 | 1.422 | 1.285 | 1.285 | 1.159 | 1.159 | 1.032 | 1.032 | 1.032 | 1.032 | 1.032 | 1.032 | 1.032 | 1.032
Pelham and Wymondley and Twinstead Green | Biomass & Energy Crops (including CHP) | Gen_BB010 | Includes Biomass Conversions | MW | HydrogenEvolution | 0 | 2.6 | 2.6 | 2.6 | 2.6 | 2.6 | 2.473 | 2.473 | 2.473 | 2.201 | 2.201 | 1.957 | 1.558 | 1.422 | 1.422 | 1.285 | 1.285 | 1.159 | 1.159 | 1.032 | 1.032 | 1.032 | 1.032 | 1.032 | 1.032 | 1.032 | 1.032
Rayleigh | Biomass & Energy Crops (including CHP) | Gen_BB010 | Includes Biomass Conversions | MW | HolisticTransition | 0 | 0.44 | 0.88 | 1.32 | 1.76 | 2.2 | 2.058 | 2.058 | 2.058 | 1.792 | 1.792 | 1.421 | 1.25 | 1.117 | 1.117 | 0.992 | 0.992 | 0.867 | 0.867 | 0.742 | 0.742 | 0.608 | 0.608 | 0.608 | 0.608 | 0.608 | 0.608
Rayleigh | Biomass & Energy Crops (including CHP) | Gen_BB010 | Includes Biomass Conversions | MW | FallingBehind | 0 | 1.98 | 3.96 | 5.94 | 7.92 | 9.9 | 9.9 | 9.9 | 9.9 | 9.9 | 9.9 | 9.9 | 8.551 | 8.551 | 8.551 | 8.551 | 8.551 | 8.551 | 8.551 | 8.551 | 8.551 | 8.551 | 8.551 | 8.551 | 8.551 | 8.551 | 8.551
Rayleigh | Biomass & Energy Crops (including CHP) | Gen_BB010 | Includes Biomass Conversions | MW | ElectricEngagement | 0 | 1.32 | 2.64 | 3.96 | 5.28 | 6.6 | 6.279 | 6.279 | 6.279 | 5.587 | 5.587 | 4.969 | 3.955 | 3.609 | 3.609 | 3.263 | 3.263 | 2.942 | 2.942 | 2.62 | 2.62 | 2.62 | 2.62 | 2.62 | 2.62 | 2.62 | 2.62
Rayleigh | Biomass & Energy Crops (including CHP) | Gen_BB010 | Includes Biomass Conversions | MW | HydrogenEvolution | 0 | 1.32 | 2.64 | 3.96 | 5.28 | 6.6 | 6.279 | 6.279 | 6.279 | 5.587 | 5.587 | 4.969 | 3.955 | 3.609 | 3.609 | 3.263 | 3.263 | 2.942 | 2.942 | 2.62 | 2.62 | 2.62 | 2.62 | 2.62 | 2.62 | 2.62 | 2.62
Rye House | Biomass & Energy Crops (including CHP) | Gen_BB010 | Includes Biomass Conversions | MW | HolisticTransition | 0 | 0 | 0 | 0 | 0 | 0 | 0 | 0 | 0 | 0 | 0 | 0 | 0 | 0 | 0 | 0 | 0 | 0 | 0 | 0 | 0 | 0 | 0 | 0 | 0 | 0 | 0
Rye House | Biomass & Energy Crops (including CHP) | Gen_BB010 | Includes Biomass Conversions | MW | FallingBehind | 0 | 0 | 0 | 0 | 0 | 0 | 0.001 | 0.002 | 0.003 | 0.005 | 0.007 | 0.009 | 0.009 | 0.01 | 0.01 | 0.011 | 0.012 | 0.013 | 0.014 | 0.015 | 0.017 | 0.019 | 0.022 | 0.025 | 0.028 | 0.032 | 0.037
Rye House | Biomass & Energy Crops (including CHP) | Gen_BB010 | Includes Biomass Conversions | MW | ElectricEngagement | 0 | 0 | 0 | 0 | 0 | 0 | 0 | 0 | 0 | 0 | 0 | 0 | 0 | 0 | 0 | 0 | 0 | 0 | 0 | 0 | 0 | 0 | 0 | 0 | 0 | 0 | 0
Rye House | Biomass & Energy Crops (including CHP) | Gen_BB010 | Includes Biomass Conversions | MW | HydrogenEvolution | 0 | 0 | 0 | 0 | 0 | 0 | 0 | 0 | 0 | 0 | 0 | 0 | 0 | 0 | 0 | 0 | 0 | 0 | 0 | 0 | 0 | 0 | 0 | 0 | 0 | 0 | 0
Sundon | Biomass & Energy Crops (including CHP) | Gen_BB010 | Includes Biomass Conversions | MW | HolisticTransition | 73.949 | 66.717 | 66.717 | 66.717 | 66.717 | 66.717 | 62.421 | 62.421 | 62.421 | 54.333 | 54.333 | 43.088 | 37.907 | 33.863 | 33.863 | 30.074 | 30.074 | 26.282 | 26.282 | 22.492 | 22.492 | 18.449 | 18.449 | 18.449 | 18.449 | 18.449 | 18.449
Sundon | Biomass & Energy Crops (including CHP) | Gen_BB010 | Includes Biomass Conversions | MW | FallingBehind | 73.949 | 66.717 | 66.717 | 66.717 | 66.717 | 66.717 | 66.717 | 66.717 | 66.717 | 66.717 | 66.717 | 66.717 | 57.628 | 57.628 | 57.628 | 57.628 | 57.628 | 57.628 | 57.628 | 57.628 | 57.628 | 57.628 | 57.628 | 57.628 | 57.628 | 57.628 | 57.628
Sundon | Biomass & Energy Crops (including CHP) | Gen_BB010 | Includes Biomass Conversions | MW | ElectricEngagement | 73.949 | 66.717 | 66.717 | 66.717 | 66.717 | 66.717 | 63.469 | 63.469 | 63.469 | 56.473 | 56.473 | 50.226 | 39.98 | 36.482 | 36.482 | 32.984 | 32.984 | 29.735 | 29.735 | 26.487 | 26.487 | 26.487 | 26.487 | 26.487 | 26.487 | 26.487 | 26.487
Sundon | Biomass & Energy Crops (including CHP) | Gen_BB010 | Includes Biomass Conversions | MW | HydrogenEvolution | 73.949 | 66.717 | 66.717 | 66.717 | 66.717 | 66.717 | 63.469 | 63.469 | 63.469 | 56.473 | 56.473 | 50.226 | 39.98 | 36.482 | 36.482 | 32.984 | 32.984 | 29.735 | 29.735 | 26.487 | 26.487 | 26.487 | 26.487 | 26.487 | 26.487 | 26.487 | 26.487
Tilbury 1&7 | Biomass & Energy Crops (including CHP) | Gen_BB010 | Includes Biomass Conversions | MW | HolisticTransition | 60 | 60 | 60 | 60 | 60 | 60 | 56.137 | 56.137 | 56.137 | 48.864 | 48.864 | 38.751 | 34.091 | 30.454 | 30.454 | 27.046 | 27.046 | 23.637 | 23.637 | 20.228 | 20.228 | 16.592 | 16.592 | 16.592 | 16.592 | 16.592 | 16.592
Tilbury 1&7 | Biomass & Energy Crops (including CHP) | Gen_BB010 | Includes Biomass Conversions | MW | FallingBehind | 60 | 60 | 60 | 60 | 60 | 60 | 60 | 60 | 60 | 60 | 60.001 | 60.001 | 51.828 | 51.828 | 51.828 | 51.828 | 51.828 | 51.828 | 51.828 | 51.828 | 51.828 | 51.829 | 51.829 | 51.829 | 51.829 | 51.829 | 51.829
Tilbury 1&7 | Biomass & Energy Crops (including CHP) | Gen_BB010 | Includes Biomass Conversions | MW | ElectricEngagement | 60 | 60 | 60 | 60 | 60 | 60 | 57.079 | 57.079 | 57.079 | 50.788 | 50.788 | 45.17 | 35.956 | 32.81 | 32.81 | 29.664 | 29.664 | 26.743 | 26.743 | 23.822 | 23.822 | 23.822 | 23.822 | 23.822 | 23.823 | 23.823 | 23.823
Tilbury 1&7 | Biomass & Energy Crops (including CHP) | Gen_BB010 | Includes Biomass Conversions | MW | HydrogenEvolution | 60 | 60 | 60 | 60 | 60 | 60 | 57.079 | 57.079 | 57.079 | 50.788 | 50.788 | 45.17 | 35.956 | 32.81 | 32.81 | 29.664 | 29.664 | 26.743 | 26.743 | 23.822 | 23.822 | 23.822 | 23.822 | 23.822 | 23.823 | 23.823 | 23.823
Tilbury 2&8 | Biomass & Energy Crops (including CHP) | Gen_BB010 | Includes Biomass Conversions | MW | HolisticTransition | 0 | 0 | 0 | 0 | 0 | 0 | 0 | 0 | 0.001 | 0.001 | 0.001 | 0.001 | 0.002 | 0.002 | 0.002 | 0.002 | 0.002 | 0.002 | 0.003 | 0.003 | 0.003 | 0.003 | 0.003 | 0.004 | 0.004 | 0.004 | 0.004
Tilbury 2&8 | Biomass & Energy Crops (including CHP) | Gen_BB010 | Includes Biomass Conversions | MW | FallingBehind | 0 | 0 | 0 | 0 | 0 | 0 | 0.001 | 0.001 | 0.002 | 0.002 | 0.003 | 0.003 | 0.004 | 0.005 | 0.005 | 0.006 | 0.006 | 0.007 | 0.007 | 0.008 | 0.009 | 0.009 | 0.01 | 0.01 | 0.011 | 0.011 | 0.012
Tilbury 2&8 | Biomass & Energy Crops (including CHP) | Gen_BB010 | Includes Biomass Conversions | MW | ElectricEngagement | 0 | 0 | 0 | 0 | 0 | 0 | 0.001 | 0.001 | 0.002 | 0.002 | 0.002 | 0.003 | 0.004 | 0.004 | 0.004 | 0.005 | 0.005 | 0.006 | 0.006 | 0.007 | 0.007 | 0.008 | 0.009 | 0.009 | 0.01 | 0.011 | 0.011
Tilbury 2&8 | Biomass & Energy Crops (including CHP) | Gen_BB010 | Includes Biomass Conversions | MW | HydrogenEvolution | 0 | 0 | 0 | 0 | 0 | 0 | 0.001 | 0.001 | 0.002 | 0.002 | 0.002 | 0.003 | 0.004 | 0.004 | 0.004 | 0.005 | 0.005 | 0.006 | 0.006 | 0.007 | 0.007 | 0.008 | 0.009 | 0.009 | 0.01 | 0.011 | 0.011
Tottenham | Biomass & Energy Crops (including CHP) | Gen_BB010 | Includes Biomass Conversions | MW | HolisticTransition | 0 | 0.025 | 0.049 | 0.074 | 0.098 | 0.123 | 0.115 | 0.115 | 0.115 | 0.1 | 0.1 | 0.079 | 0.07 | 0.062 | 0.062 | 0.055 | 0.055 | 0.048 | 0.048 | 0.041 | 0.041 | 0.034 | 0.034 | 0.034 | 0.034 | 0.034 | 0.034
Tottenham | Biomass & Energy Crops (including CHP) | Gen_BB010 | Includes Biomass Conversions | MW | FallingBehind | 0 | 0.111 | 0.221 | 0.332 | 0.442 | 0.553 | 0.553 | 0.553 | 0.553 | 0.553 | 0.553 | 0.553 | 0.478 | 0.478 | 0.478 | 0.478 | 0.478 | 0.478 | 0.478 | 0.478 | 0.478 | 0.478 | 0.478 | 0.478 | 0.478 | 0.478 | 0.478
Tottenham | Biomass & Energy Crops (including CHP) | Gen_BB010 | Includes Biomass Conversions | MW | ElectricEngagement | 0 | 0.074 | 0.147 | 0.221 | 0.295 | 0.369 | 0.351 | 0.351 | 0.351 | 0.312 | 0.312 | 0.278 | 0.221 | 0.202 | 0.202 | 0.182 | 0.182 | 0.164 | 0.164 | 0.146 | 0.146 | 0.146 | 0.146 | 0.146 | 0.146 | 0.146 | 0.146
Tottenham | Biomass & Energy Crops (including CHP) | Gen_BB010 | Includes Biomass Conversions | MW | HydrogenEvolution | 0 | 0.074 | 0.147 | 0.221 | 0.295 | 0.369 | 0.351 | 0.351 | 0.351 | 0.312 | 0.312 | 0.278 | 0.221 | 0.202 | 0.202 | 0.182 | 0.182 | 0.164 | 0.164 | 0.146 | 0.146 | 0.146 | 0.146 | 0.146 | 0.146 | 0.146 | 0.146
Walpole | Biomass & Energy Crops (including CHP) | Gen_BB010 | Includes Biomass Conversions | MW | HolisticTransition | 0.192 | 0.192 | 0.192 | 0.192 | 0.192 | 0.192 | 0.18 | 0.18 | 0.18 | 0.156 | 0.156 | 0.124 | 0.109 | 0.097 | 0.097 | 0.087 | 0.087 | 0.076 | 0.076 | 0.065 | 0.065 | 0.053 | 0.053 | 0.053 | 0.053 | 0.053 | 0.053
Walpole | Biomass & Energy Crops (including CHP) | Gen_BB010 | Includes Biomass Conversions | MW | FallingBehind | 0.192 | 0.192 | 0.192 | 0.192 | 0.192 | 0.192 | 0.192 | 0.192 | 0.192 | 0.192 | 0.192 | 0.192 | 0.166 | 0.166 | 0.166 | 0.166 | 0.166 | 0.166 | 0.166 | 0.166 | 0.166 | 0.166 | 0.166 | 0.166 | 0.166 | 0.166 | 0.166
Walpole | Biomass & Energy Crops (including CHP) | Gen_BB010 | Includes Biomass Conversions | MW | ElectricEngagement | 0.192 | 0.192 | 0.192 | 0.192 | 0.192 | 0.192 | 0.183 | 0.183 | 0.183 | 0.163 | 0.163 | 0.145 | 0.115 | 0.105 | 0.105 | 0.095 | 0.095 | 0.086 | 0.086 | 0.076 | 0.076 | 0.076 | 0.076 | 0.076 | 0.076 | 0.076 | 0.076
Walpole | Biomass & Energy Crops (including CHP) | Gen_BB010 | Includes Biomass Conversions | MW | HydrogenEvolution | 0.192 | 0.192 | 0.192 | 0.192 | 0.192 | 0.192 | 0.183 | 0.183 | 0.183 | 0.163 | 0.163 | 0.145 | 0.115 | 0.105 | 0.105 | 0.095 | 0.095 | 0.086 | 0.086 | 0.076 | 0.076 | 0.076 | 0.076 | 0.076 | 0.076 | 0.076 | 0.076
Warley | Biomass & Energy Crops (including CHP) | Gen_BB010 | Includes Biomass Conversions | MW | HolisticTransition | 0.442 | 0.442 | 0.442 | 0.442 | 0.442 | 0.442 | 0.413 | 0.413 | 0.413 | 0.36 | 0.36 | 0.285 | 0.251 | 0.224 | 0.224 | 0.199 | 0.199 | 0.174 | 0.174 | 0.149 | 0.149 | 0.122 | 0.122 | 0.122 | 0.122 | 0.122 | 0.122
Warley | Biomass & Energy Crops (including CHP) | Gen_BB010 | Includes Biomass Conversions | MW | FallingBehind | 0.442 | 0.442 | 0.442 | 0.442 | 0.442 | 0.442 | 0.442 | 0.443 | 0.443 | 0.444 | 0.445 | 0.446 | 0.386 | 0.386 | 0.386 | 0.386 | 0.387 | 0.387 | 0.388 | 0.388 | 0.389 | 0.39 | 0.391 | 0.393 | 0.394 | 0.396 | 0.398
Warley | Biomass & Energy Crops (including CHP) | Gen_BB010 | Includes Biomass Conversions | MW | ElectricEngagement | 0.442 | 0.442 | 0.442 | 0.442 | 0.442 | 0.442 | 0.42 | 0.42 | 0.42 | 0.374 | 0.374 | 0.333 | 0.265 | 0.242 | 0.242 | 0.219 | 0.219 | 0.197 | 0.197 | 0.176 | 0.176 | 0.176 | 0.176 | 0.176 | 0.176 | 0.176 | 0.176
Warley | Biomass & Energy Crops (including CHP) | Gen_BB010 | Includes Biomass Conversions | MW | HydrogenEvolution | 0.442 | 0.442 | 0.442 | 0.442 | 0.442 | 0.442 | 0.42 | 0.42 | 0.42 | 0.374 | 0.374 | 0.333 | 0.265 | 0.242 | 0.242 | 0.219 | 0.219 | 0.197 | 0.197 | 0.176 | 0.176 | 0.176 | 0.176 | 0.176 | 0.176 | 0.176 | 0.176
Watford South 2 and 4 | Biomass & Energy Crops (including CHP) | Gen_BB010 | Includes Biomass Conversions | MW | HolisticTransition | 0.202 | 0.202 | 0.202 | 0.202 | 0.202 | 0.202 | 0.189 | 0.189 | 0.189 | 0.164 | 0.164 | 0.13 | 0.115 | 0.102 | 0.102 | 0.091 | 0.091 | 0.079 | 0.079 | 0.068 | 0.068 | 0.056 | 0.056 | 0.056 | 0.056 | 0.056 | 0.056
Watford South 2 and 4 | Biomass & Energy Crops (including CHP) | Gen_BB010 | Includes Biomass Conversions | MW | FallingBehind | 0.202 | 0.202 | 0.202 | 0.202 | 0.202 | 0.202 | 0.202 | 0.202 | 0.202 | 0.202 | 0.202 | 0.202 | 0.174 | 0.174 | 0.174 | 0.174 | 0.174 | 0.174 | 0.174 | 0.174 | 0.174 | 0.174 | 0.174 | 0.174 | 0.174 | 0.174 | 0.174
Watford South 2 and 4 | Biomass & Energy Crops (including CHP) | Gen_BB010 | Includes Biomass Conversions | MW | ElectricEngagement | 0.202 | 0.202 | 0.202 | 0.202 | 0.202 | 0.202 | 0.192 | 0.192 | 0.192 | 0.171 | 0.171 | 0.152 | 0.121 | 0.11 | 0.11 | 0.1 | 0.1 | 0.09 | 0.09 | 0.08 | 0.08 | 0.08 | 0.08 | 0.08 | 0.08 | 0.08 | 0.08
Watford South 2 and 4 | Biomass & Energy Crops (including CHP) | Gen_BB010 | Includes Biomass Conversions | MW | HydrogenEvolution | 0.202 | 0.202 | 0.202 | 0.202 | 0.202 | 0.202 | 0.192 | 0.192 | 0.192 | 0.171 | 0.171 | 0.152 | 0.121 | 0.11 | 0.11 | 0.1 | 0.1 | 0.09 | 0.09 | 0.08 | 0.08 | 0.08 | 0.08 | 0.08 | 0.08 | 0.08 | 0.08
West Thurrock | Biomass & Energy Crops (including CHP) | Gen_BB010 | Includes Biomass Conversions | MW | HolisticTransition | 0 | 0 | 0 | 0 | 0 | 0 | 0 | 0 | 0 | 0 | 0 | 0 | 0 | 0 | 0 | 0 | 0 | 0 | 0 | 0 | 0 | 0 | 0 | 0 | 0 | 0 | 0
West Thurrock | Biomass & Energy Crops (including CHP) | Gen_BB010 | Includes Biomass Conversions | MW | FallingBehind | 0 | 0 | 0 | 0 | 0 | 0 | 0 | 0 | 0 | 0 | 0 | 0 | 0 | 0 | 0 | 0 | 0 | 0 | 0 | 0 | 0 | 0 | 0 | 0 | 0 | 0 | 0
West Thurrock | Biomass & Energy Crops (including CHP) | Gen_BB010 | Includes Biomass Conversions | MW | ElectricEngagement | 0 | 0 | 0 | 0 | 0 | 0 | 0 | 0 | 0 | 0 | 0 | 0 | 0 | 0 | 0 | 0 | 0 | 0 | 0 | 0 | 0 | 0 | 0 | 0 | 0 | 0 | 0
West Thurrock | Biomass & Energy Crops (including CHP) | Gen_BB010 | Includes Biomass Conversions | MW | HydrogenEvolution | 0 | 0 | 0 | 0 | 0 | 0 | 0 | 0 | 0 | 0 | 0 | 0 | 0 | 0 | 0 | 0 | 0 | 0 | 0 | 0 | 0 | 0 | 0 | 0 | 0 | 0 | 0
Willesden | Biomass & Energy Crops (including CHP) | Gen_BB010 | Includes Biomass Conversions | MW | HolisticTransition | 0 | 0 | 0 | 0 | 0 | 0 | 0 | 0 | 0 | 0 | 0 | 0 | 0 | 0 | 0 | 0 | 0 | 0 | 0 | 0 | 0 | 0 | 0 | 0 | 0 | 0 | 0
Willesden | Biomass & Energy Crops (including CHP) | Gen_BB010 | Includes Biomass Conversions | MW | FallingBehind | 0 | 0 | 0 | 0 | 0 | 0 | 0 | 0 | 0 | 0 | 0 | 0 | 0 | 0 | 0 | 0 | 0 | 0 | 0 | 0 | 0 | 0 | 0 | 0 | 0 | 0 | 0
Willesden | Biomass & Energy Crops (including CHP) | Gen_BB010 | Includes Biomass Conversions | MW | ElectricEngagement | 0 | 0 | 0 | 0 | 0 | 0 | 0 | 0 | 0 | 0 | 0 | 0 | 0 | 0 | 0 | 0 | 0 | 0 | 0 | 0 | 0 | 0 | 0 | 0 | 0 | 0 | 0
Willesden | Biomass & Energy Crops (including CHP) | Gen_BB010 | Includes Biomass Conversions | MW | HydrogenEvolution | 0 | 0 | 0 | 0 | 0 | 0 | 0 | 0 | 0 | 0 | 0 | 0 | 0 | 0 | 0 | 0 | 0 | 0 | 0 | 0 | 0 | 0 | 0 | 0 | 0 | 0 | 0
Amersham | Waste Incineration (including CHP) | Gen_BB011 |  | MW | HolisticTransition | 0 | 0 | 0 | 0 | 0 | 0 | 0 | 0 | 0 | 0 | 0 | 0 | 0 | 0 | 0 | 0 | 0 | 0 | 0 | 0 | 0 | 0 | 0 | 0 | 0 | 0 | 0
Amersham | Waste Incineration (including CHP) | Gen_BB011 |  | MW | FallingBehind | 0 | 0 | 0 | 0 | 0 | 0 | 0 | 0.002 | 0.005 | 0.006 | 0.006 | 0.008 | 0.006 | 0.006 | 0.004 | 0.001 | 0 | 0 | 0 | 0 | 0 | 0 | 0 | 0 | 0 | 0 | 0
Amersham | Waste Incineration (including CHP) | Gen_BB011 |  | MW | ElectricEngagement | 0 | 0 | 0 | 0 | 0 | 0 | 0 | 0 | 0 | 0 | 0 | 0 | 0 | 0 | 0 | 0 | 0 | 0 | 0 | 0 | 0 | 0 | 0 | 0 | 0 | 0 | 0
Amersham | Waste Incineration (including CHP) | Gen_BB011 |  | MW | HydrogenEvolution | 0 | 0 | 0 | 0 | 0 | 0 | 0 | 0 | 0 | 0 | 0 | 0 | 0 | 0 | 0 | 0 | 0 | 0 | 0 | 0 | 0 | 0 | 0 | 0 | 0 | 0 | 0
Barking 132 | Waste Incineration (including CHP) | Gen_BB011 |  | MW | HolisticTransition | 0 | 0 | 0 | 0 | 0 | 0 | 0 | 0 | 0 | 0 | 0 | 0 | 0 | 0 | 0 | 0 | 0 | 0 | 0 | 0 | 0 | 0 | 0 | 0 | 0 | 0 | 0
Barking 132 | Waste Incineration (including CHP) | Gen_BB011 |  | MW | FallingBehind | 0 | 0 | 0 | 0 | 0 | 0 | 0 | 0 | 0 | 0 | 0 | 0 | 0 | 0 | 0 | 0 | 0 | 0 | 0 | 0 | 0 | 0 | 0 | 0 | 0 | 0 | 0
Barking 132 | Waste Incineration (including CHP) | Gen_BB011 |  | MW | ElectricEngagement | 0 | 0 | 0 | 0 | 0 | 0 | 0 | 0 | 0 | 0 | 0 | 0 | 0 | 0 | 0 | 0 | 0 | 0 | 0 | 0 | 0 | 0 | 0 | 0 | 0 | 0 | 0
Barking 132 | Waste Incineration (including CHP) | Gen_BB011 |  | MW | HydrogenEvolution | 0 | 0 | 0 | 0 | 0 | 0 | 0 | 0 | 0 | 0 | 0 | 0 | 0 | 0 | 0 | 0 | 0 | 0 | 0 | 0 | 0 | 0 | 0 | 0 | 0 | 0 | 0
Barking West (EPN) | Waste Incineration (including CHP) | Gen_BB011 |  | MW | HolisticTransition | 0 | 0 | 0 | 0 | 0 | 0 | 0 | 0 | 0 | 0 | 0 | 0 | 0 | 0 | 0 | 0 | 0 | 0 | 0 | 0 | 0 | 0 | 0 | 0 | 0 | 0 | 0
Barking West (EPN) | Waste Incineration (including CHP) | Gen_BB011 |  | MW | FallingBehind | 0 | 0 | 0 | 0 | 0 | 0 | 0.004 | 0.008 | 0.013 | 0.013 | 0.017 | 0.017 | 0.013 | 0.013 | 0.013 | 0.008 | 0.004 | 0 | 0 | 0 | 0 | 0 | 0 | 0 | 0 | 0 | 0
Barking West (EPN) | Waste Incineration (including CHP) | Gen_BB011 |  | MW | ElectricEngagement | 0 | 0 | 0 | 0 | 0 | 0 | 0 | 0 | 0 | 0 | 0 | 0 | 0 | 0 | 0 | 0 | 0 | 0 | 0 | 0 | 0 | 0 | 0 | 0 | 0 | 0 | 0
Barking West (EPN) | Waste Incineration (including CHP) | Gen_BB011 |  | MW | HydrogenEvolution | 0 | 0 | 0 | 0 | 0 | 0 | 0 | 0 | 0 | 0 | 0 | 0 | 0 | 0 | 0 | 0 | 0 | 0 | 0 | 0 | 0 | 0 | 0 | 0 | 0 | 0 | 0
Biggleswade | Waste Incineration (including CHP) | Gen_BB011 |  | MW | HolisticTransition | 0 | 0 | 0 | 0 | 0 | 0 | 0 | 0 | 0 | 0 | 0 | 0 | 0 | 0 | 0 | 0 | 0 | 0 | 0 | 0 | 0 | 0 | 0 | 0 | 0 | 0 | 0
Biggleswade | Waste Incineration (including CHP) | Gen_BB011 |  | MW | FallingBehind | 0 | 0 | 0 | 0 | 0 | 0 | 0 | 0 | 0 | 0 | 0 | 0 | 0 | 0 | 0 | 0 | 0 | 0 | 0 | 0 | 0 | 0 | 0 | 0 | 0 | 0 | 0
Biggleswade | Waste Incineration (including CHP) | Gen_BB011 |  | MW | ElectricEngagement | 0 | 0 | 0 | 0 | 0 | 0 | 0 | 0 | 0 | 0 | 0 | 0 | 0 | 0 | 0 | 0 | 0 | 0 | 0 | 0 | 0 | 0 | 0 | 0 | 0 | 0 | 0
Biggleswade | Waste Incineration (including CHP) | Gen_BB011 |  | MW | HydrogenEvolution | 0 | 0 | 0 | 0 | 0 | 0 | 0 | 0 | 0 | 0 | 0 | 0 | 0 | 0 | 0 | 0 | 0 | 0 | 0 | 0 | 0 | 0 | 0 | 0 | 0 | 0 | 0
Bourne | Waste Incineration (including CHP) | Gen_BB011 |  | MW | HolisticTransition | 0 | 0 | 0 | 0 | 0 | 0 | 0 | 0 | 0 | 0 | 0 | 0 | 0 | 0 | 0 | 0 | 0 | 0 | 0 | 0 | 0 | 0 | 0 | 0 | 0 | 0 | 0
Bourne | Waste Incineration (including CHP) | Gen_BB011 |  | MW | FallingBehind | 0 | 0 | 0 | 0 | 0 | 0 | 0 | 0 | 0 | 0 | 0 | 0 | 0 | 0 | 0 | 0 | 0 | 0 | 0 | 0 | 0 | 0 | 0 | 0 | 0 | 0 | 0
Bourne | Waste Incineration (including CHP) | Gen_BB011 |  | MW | ElectricEngagement | 0 | 0 | 0 | 0 | 0 | 0 | 0 | 0 | 0 | 0 | 0 | 0 | 0 | 0 | 0 | 0 | 0 | 0 | 0 | 0 | 0 | 0 | 0 | 0 | 0 | 0 | 0
Bourne | Waste Incineration (including CHP) | Gen_BB011 |  | MW | HydrogenEvolution | 0 | 0 | 0 | 0 | 0 | 0 | 0 | 0 | 0 | 0 | 0 | 0 | 0 | 0 | 0 | 0 | 0 | 0 | 0 | 0 | 0 | 0 | 0 | 0 | 0 | 0 | 0
Braintree | Waste Incineration (including CHP) | Gen_BB011 |  | MW | HolisticTransition | 0 | 0 | 0 | 0 | 0 | 0 | 0 | 0 | 0 | 0 | 0 | 0 | 0 | 0 | 0 | 0 | 0 | 0 | 0 | 0 | 0 | 0 | 0 | 0 | 0 | 0 | 0
Braintree | Waste Incineration (including CHP) | Gen_BB011 |  | MW | FallingBehind | 0 | 0 | 0 | 0 | 0 | 0 | 0 | 0.503 | 1.509 | 2.011 | 2.011 | 2.514 | 2.088 | 2.088 | 1.662 | 0.81 | 0.384 | 0 | 0 | 0 | 0 | 0 | 0 | 0 | 0 | 0 | 0
Braintree | Waste Incineration (including CHP) | Gen_BB011 |  | MW | ElectricEngagement | 0 | 0 | 0 | 0 | 0 | 0 | 0 | 0 | 0 | 0 | 0 | 0 | 0 | 0 | 0 | 0 | 0 | 0 | 0 | 0 | 0 | 0 | 0 | 0 | 0 | 0 | 0
Braintree | Waste Incineration (including CHP) | Gen_BB011 |  | MW | HydrogenEvolution | 0 | 0 | 0 | 0 | 0 | 0 | 0 | 0 | 0 | 0 | 0 | 0 | 0 | 0 | 0 | 0 | 0 | 0 | 0 | 0 | 0 | 0 | 0 | 0 | 0 | 0 | 0
Bramford | Waste Incineration (including CHP) | Gen_BB011 |  | MW | HolisticTransition | 29.337 | 29.337 | 29.337 | 29.337 | 29.337 | 29.337 | 29.337 | 28.5 | 27.661 | 27.381 | 26.823 | 26.263 | 25.984 | 25.426 | 24.867 | 24.029 | 23.469 | 22.632 | 21.514 | 20.955 | 20.118 | 18.999 | 17.882 | 15.367 | 12.294 | 10.058 | 8.941
Bramford | Waste Incineration (including CHP) | Gen_BB011 |  | MW | FallingBehind | 29.337 | 29.337 | 29.337 | 29.337 | 29.337 | 29.337 | 29.337 | 29.363 | 29.419 | 29.448 | 29.448 | 29.475 | 29.442 | 29.442 | 29.41 | 29.344 | 29.337 | 29.172 | 29.029 | 28.822 | 28.05 | 27.278 | 27.021 | 25.735 | 24.705 | 23.676 | 21.874
Bramford | Waste Incineration (including CHP) | Gen_BB011 |  | MW | ElectricEngagement | 29.337 | 29.337 | 29.337 | 29.337 | 29.337 | 29.337 | 29.337 | 28.5 | 27.661 | 27.381 | 26.823 | 26.263 | 25.984 | 25.426 | 24.867 | 24.029 | 23.469 | 22.632 | 21.514 | 20.955 | 20.118 | 18.999 | 17.882 | 15.367 | 12.294 | 10.058 | 8.941
Bramford | Waste Incineration (including CHP) | Gen_BB011 |  | MW | HydrogenEvolution | 29.337 | 29.337 | 29.337 | 29.337 | 29.337 | 29.337 | 29.337 | 29.238 | 29.057 | 28.507 | 27.953 | 27.677 | 27.123 | 26.57 | 26.016 | 25.463 | 24.908 | 24.356 | 23.248 | 22.141 | 21.034 | 20.203 | 19.097 | 17.159 | 14.945 | 13.008 | 11.347
Brimsdown (EPN) | Waste Incineration (including CHP) | Gen_BB011 |  | MW | HolisticTransition | 0 | 0 | 0 | 0 | 0 | 0 | 0 | 0 | 0 | 0 | 0 | 0 | 0 | 0 | 0 | 0 | 0 | 0 | 0 | 0 | 0 | 0 | 0 | 0 | 0 | 0 | 0
Brimsdown (EPN) | Waste Incineration (including CHP) | Gen_BB011 |  | MW | FallingBehind | 0 | 0 | 0 | 0 | 0 | 0 | 0 | 0.059 | 0.177 | 0.236 | 0.236 | 0.295 | 0.226 | 0.226 | 0.157 | 0.019 | 0 | 0 | 0 | 0 | 0 | 0 | 0 | 0 | 0 | 0 | 0
Brimsdown (EPN) | Waste Incineration (including CHP) | Gen_BB011 |  | MW | ElectricEngagement | 0 | 0 | 0 | 0 | 0 | 0 | 0 | 0 | 0 | 0 | 0 | 0 | 0 | 0 | 0 | 0 | 0 | 0 | 0 | 0 | 0 | 0 | 0 | 0 | 0 | 0 | 0
Brimsdown (EPN) | Waste Incineration (including CHP) | Gen_BB011 |  | MW | HydrogenEvolution | 0 | 0 | 0 | 0 | 0 | 0 | 0 | 0 | 0 | 0 | 0 | 0 | 0 | 0 | 0 | 0 | 0 | 0 | 0 | 0 | 0 | 0 | 0 | 0 | 0 | 0 | 0
Burwell | Waste Incineration (including CHP) | Gen_BB011 |  | MW | HolisticTransition | 0.239 | 0.239 | 0.239 | 0.239 | 0.239 | 0.239 | 0.239 | 0.232 | 0.225 | 0.223 | 0.219 | 0.214 | 0.212 | 0.207 | 0.203 | 0.196 | 0.191 | 0.184 | 0.175 | 0.171 | 0.164 | 0.155 | 0.146 | 0.125 | 0.1 | 0.082 | 0.073
Burwell | Waste Incineration (including CHP) | Gen_BB011 |  | MW | FallingBehind | 0.239 | 0.239 | 0.239 | 0.239 | 0.239 | 0.239 | 0.239 | 0.283 | 0.372 | 0.418 | 0.418 | 0.462 | 0.41 | 0.41 | 0.358 | 0.253 | 0.239 | 0.238 | 0.237 | 0.235 | 0.229 | 0.222 | 0.22 | 0.21 | 0.201 | 0.193 | 0.178
Burwell | Waste Incineration (including CHP) | Gen_BB011 |  | MW | ElectricEngagement | 0.239 | 0.239 | 0.239 | 0.239 | 0.239 | 0.239 | 0.239 | 0.232 | 0.225 | 0.223 | 0.219 | 0.214 | 0.212 | 0.207 | 0.203 | 0.196 | 0.191 | 0.184 | 0.175 | 0.171 | 0.164 | 0.155 | 0.146 | 0.125 | 0.1 | 0.082 | 0.073
Burwell | Waste Incineration (including CHP) | Gen_BB011 |  | MW | HydrogenEvolution | 0.239 | 0.239 | 0.239 | 0.239 | 0.239 | 0.239 | 0.239 | 0.238 | 0.237 | 0.232 | 0.228 | 0.226 | 0.221 | 0.216 | 0.212 | 0.207 | 0.203 | 0.198 | 0.189 | 0.18 | 0.171 | 0.165 | 0.156 | 0.14 | 0.122 | 0.106 | 0.092
Eaton Socon | Waste Incineration (including CHP) | Gen_BB011 |  | MW | HolisticTransition | 0.158 | 0.158 | 0.158 | 0.158 | 0.158 | 0.158 | 0.158 | 0.154 | 0.149 | 0.148 | 0.145 | 0.142 | 0.14 | 0.137 | 0.134 | 0.13 | 0.127 | 0.122 | 0.116 | 0.113 | 0.109 | 0.103 | 0.097 | 0.083 | 0.066 | 0.054 | 0.048
Eaton Socon | Waste Incineration (including CHP) | Gen_BB011 |  | MW | FallingBehind | 0.158 | 0.158 | 0.158 | 0.158 | 0.158 | 0.158 | 0.158 | 0.159 | 0.162 | 0.164 | 0.164 | 0.164 | 0.164 | 0.164 | 0.162 | 0.158 | 0.158 | 0.158 | 0.157 | 0.156 | 0.151 | 0.147 | 0.146 | 0.139 | 0.133 | 0.128 | 0.118
Eaton Socon | Waste Incineration (including CHP) | Gen_BB011 |  | MW | ElectricEngagement | 0.158 | 0.158 | 0.158 | 0.158 | 0.158 | 0.158 | 0.158 | 0.154 | 0.149 | 0.148 | 0.145 | 0.142 | 0.14 | 0.137 | 0.134 | 0.13 | 0.127 | 0.122 | 0.116 | 0.113 | 0.109 | 0.103 | 0.097 | 0.083 | 0.066 | 0.054 | 0.048
Eaton Socon | Waste Incineration (including CHP) | Gen_BB011 |  | MW | HydrogenEvolution | 0.158 | 0.158 | 0.158 | 0.158 | 0.158 | 0.158 | 0.158 | 0.158 | 0.157 | 0.154 | 0.151 | 0.149 | 0.146 | 0.143 | 0.14 | 0.137 | 0.134 | 0.132 | 0.126 | 0.12 | 0.114 | 0.109 | 0.103 | 0.093 | 0.081 | 0.07 | 0.061
Elstree 1&2 and 8&9 and Watford South 3A&3B | Waste Incineration (including CHP) | Gen_BB011 |  | MW | HolisticTransition | 0 | 0 | 0 | 0 | 0 | 0 | 0 | 0 | 0 | 0 | 0 | 0 | 0 | 0 | 0 | 0 | 0 | 0 | 0 | 0 | 0 | 0 | 0 | 0 | 0 | 0 | 0
Elstree 1&2 and 8&9 and Watford South 3A&3B | Waste Incineration (including CHP) | Gen_BB011 |  | MW | FallingBehind | 0 | 0 | 0 | 0 | 0 | 0 | 0 | 0 | 0 | 0 | 0 | 0 | 0 | 0 | 0 | 0 | 0 | 0 | 0 | 0 | 0 | 0 | 0 | 0 | 0 | 0 | 0
Elstree 1&2 and 8&9 and Watford South 3A&3B | Waste Incineration (including CHP) | Gen_BB011 |  | MW | ElectricEngagement | 0 | 0 | 0 | 0 | 0 | 0 | 0 | 0 | 0 | 0 | 0 | 0 | 0 | 0 | 0 | 0 | 0 | 0 | 0 | 0 | 0 | 0 | 0 | 0 | 0 | 0 | 0
Elstree 1&2 and 8&9 and Watford South 3A&3B | Waste Incineration (including CHP) | Gen_BB011 |  | MW | HydrogenEvolution | 0 | 0 | 0 | 0 | 0 | 0 | 0 | 0 | 0 | 0 | 0 | 0 | 0 | 0 | 0 | 0 | 0 | 0 | 0 | 0 | 0 | 0 | 0 | 0 | 0 | 0 | 0
Elstree 3&4 | Waste Incineration (including CHP) | Gen_BB011 |  | MW | HolisticTransition | 0 | 0 | 0 | 0 | 0 | 0 | 0 | 0 | 0 | 0 | 0 | 0 | 0 | 0 | 0 | 0 | 0 | 0 | 0 | 0 | 0 | 0 | 0 | 0 | 0 | 0 | 0
Elstree 3&4 | Waste Incineration (including CHP) | Gen_BB011 |  | MW | FallingBehind | 0 | 0 | 0 | 0 | 0 | 0 | 0 | 0 | 0 | 0 | 0 | 0 | 0 | 0 | 0 | 0 | 0 | 0 | 0 | 0 | 0 | 0 | 0 | 0 | 0 | 0 | 0
Elstree 3&4 | Waste Incineration (including CHP) | Gen_BB011 |  | MW | ElectricEngagement | 0 | 0 | 0 | 0 | 0 | 0 | 0 | 0 | 0 | 0 | 0 | 0 | 0 | 0 | 0 | 0 | 0 | 0 | 0 | 0 | 0 | 0 | 0 | 0 | 0 | 0 | 0
Elstree 3&4 | Waste Incineration (including CHP) | Gen_BB011 |  | MW | HydrogenEvolution | 0 | 0 | 0 | 0 | 0 | 0 | 0 | 0 | 0 | 0 | 0 | 0 | 0 | 0 | 0 | 0 | 0 | 0 | 0 | 0 | 0 | 0 | 0 | 0 | 0 | 0 | 0
Grendon | Waste Incineration (including CHP) | Gen_BB011 |  | MW | HolisticTransition | 0 | 0 | 0 | 0 | 0 | 0 | 0 | 0 | 0 | 0 | 0 | 0 | 0 | 0 | 0 | 0 | 0 | 0 | 0 | 0 | 0 | 0 | 0 | 0 | 0 | 0 | 0
Grendon | Waste Incineration (including CHP) | Gen_BB011 |  | MW | FallingBehind | 0 | 0 | 0 | 0 | 0 | 0 | 0 | 0 | 0 | 0 | 0 | 0 | 0 | 0 | 0 | 0 | 0 | 0 | 0 | 0 | 0 | 0 | 0 | 0 | 0 | 0 | 0
Grendon | Waste Incineration (including CHP) | Gen_BB011 |  | MW | ElectricEngagement | 0 | 0 | 0 | 0 | 0 | 0 | 0 | 0 | 0 | 0 | 0 | 0 | 0 | 0 | 0 | 0 | 0 | 0 | 0 | 0 | 0 | 0 | 0 | 0 | 0 | 0 | 0
Grendon | Waste Incineration (including CHP) | Gen_BB011 |  | MW | HydrogenEvolution | 0 | 0 | 0 | 0 | 0 | 0 | 0 | 0 | 0 | 0 | 0 | 0 | 0 | 0 | 0 | 0 | 0 | 0 | 0 | 0 | 0 | 0 | 0 | 0 | 0 | 0 | 0
Mill Hill and Hendon | Waste Incineration (including CHP) | Gen_BB011 |  | MW | HolisticTransition | 0 | 0 | 0 | 0 | 0 | 0 | 0 | 0 | 0 | 0 | 0 | 0 | 0 | 0 | 0 | 0 | 0 | 0 | 0 | 0 | 0 | 0 | 0 | 0 | 0 | 0 | 0
Mill Hill and Hendon | Waste Incineration (including CHP) | Gen_BB011 |  | MW | FallingBehind | 0 | 0 | 0 | 0 | 0 | 0 | 0 | 0 | 0 | 0 | 0 | 0 | 0 | 0 | 0 | 0 | 0 | 0 | 0 | 0 | 0 | 0 | 0 | 0 | 0 | 0 | 0
Mill Hill and Hendon | Waste Incineration (including CHP) | Gen_BB011 |  | MW | ElectricEngagement | 0 | 0 | 0 | 0 | 0 | 0 | 0 | 0 | 0 | 0 | 0 | 0 | 0 | 0 | 0 | 0 | 0 | 0 | 0 | 0 | 0 | 0 | 0 | 0 | 0 | 0 | 0
Mill Hill and Hendon | Waste Incineration (including CHP) | Gen_BB011 |  | MW | HydrogenEvolution | 0 | 0 | 0 | 0 | 0 | 0 | 0 | 0 | 0 | 0 | 0 | 0 | 0 | 0 | 0 | 0 | 0 | 0 | 0 | 0 | 0 | 0 | 0 | 0 | 0 | 0 | 0
Norwich | Waste Incineration (including CHP) | Gen_BB011 |  | MW | HolisticTransition | 1.342 | 1.342 | 1.342 | 1.342 | 1.342 | 1.342 | 1.342 | 1.304 | 1.265 | 1.253 | 1.227 | 1.201 | 1.189 | 1.163 | 1.138 | 1.099 | 1.074 | 1.035 | 0.984 | 0.959 | 0.92 | 0.869 | 0.818 | 0.703 | 0.562 | 0.46 | 0.409
Norwich | Waste Incineration (including CHP) | Gen_BB011 |  | MW | FallingBehind | 1.342 | 1.342 | 1.342 | 1.342 | 1.342 | 1.342 | 1.342 | 1.364 | 1.408 | 1.431 | 1.431 | 1.452 | 1.427 | 1.427 | 1.401 | 1.348 | 1.342 | 1.335 | 1.328 | 1.319 | 1.283 | 1.248 | 1.236 | 1.177 | 1.13 | 1.083 | 1.001
Norwich | Waste Incineration (including CHP) | Gen_BB011 |  | MW | ElectricEngagement | 1.342 | 1.342 | 1.342 | 1.342 | 1.342 | 1.342 | 1.342 | 1.304 | 1.265 | 1.253 | 1.227 | 1.201 | 1.189 | 1.163 | 1.138 | 1.099 | 1.074 | 1.035 | 0.984 | 0.959 | 0.92 | 0.869 | 0.818 | 0.703 | 0.562 | 0.46 | 0.409
Norwich | Waste Incineration (including CHP) | Gen_BB011 |  | MW | HydrogenEvolution | 1.342 | 1.342 | 1.342 | 1.342 | 1.342 | 1.342 | 1.342 | 1.338 | 1.329 | 1.304 | 1.279 | 1.266 | 1.241 | 1.215 | 1.19 | 1.165 | 1.139 | 1.114 | 1.064 | 1.013 | 0.962 | 0.924 | 0.874 | 0.785 | 0.684 | 0.595 | 0.519
Pelham and Wymondley | Waste Incineration (including CHP) | Gen_BB011 |  | MW | HolisticTransition | 0 | 0 | 0 | 0 | 0 | 0 | 0 | 0 | 0 | 0 | 0 | 0 | 0 | 0 | 0 | 0 | 0 | 0 | 0 | 0 | 0 | 0 | 0 | 0 | 0 | 0 | 0
Pelham and Wymondley | Waste Incineration (including CHP) | Gen_BB011 |  | MW | FallingBehind | 0 | 0 | 0 | 0 | 0 | 0 | 0 | 0 | 0 | 0 | 0 | 0 | 0 | 0 | 0 | 0 | 0 | 0 | 0 | 0 | 0 | 0 | 0 | 0 | 0 | 0 | 0
Pelham and Wymondley | Waste Incineration (including CHP) | Gen_BB011 |  | MW | ElectricEngagement | 0 | 0 | 0 | 0 | 0 | 0 | 0 | 0 | 0 | 0 | 0 | 0 | 0 | 0 | 0 | 0 | 0 | 0 | 0 | 0 | 0 | 0 | 0 | 0 | 0 | 0 | 0
Pelham and Wymondley | Waste Incineration (including CHP) | Gen_BB011 |  | MW | HydrogenEvolution | 0 | 0 | 0 | 0 | 0 | 0 | 0 | 0 | 0 | 0 | 0 | 0 | 0 | 0 | 0 | 0 | 0 | 0 | 0 | 0 | 0 | 0 | 0 | 0 | 0 | 0 | 0
Pelham and Wymondley and Twinstead Green | Waste Incineration (including CHP) | Gen_BB011 |  | MW | HolisticTransition | 0 | 0 | 0 | 0 | 0 | 0 | 0 | 0 | 0 | 0 | 0 | 0 | 0 | 0 | 0 | 0 | 0 | 0 | 0 | 0 | 0 | 0 | 0 | 0 | 0 | 0 | 0
Pelham and Wymondley and Twinstead Green | Waste Incineration (including CHP) | Gen_BB011 |  | MW | FallingBehind | 0 | 0 | 0 | 0 | 0 | 0 | 0 | 0.005 | 0.014 | 0.018 | 0.018 | 0.022 | 0.017 | 0.017 | 0.012 | 0.002 | 0 | 0 | 0 | 0 | 0 | 0 | 0 | 0 | 0 | 0 | 0
Pelham and Wymondley and Twinstead Green | Waste Incineration (including CHP) | Gen_BB011 |  | MW | ElectricEngagement | 0 | 0 | 0 | 0 | 0 | 0 | 0 | 0 | 0 | 0 | 0 | 0 | 0 | 0 | 0 | 0 | 0 | 0 | 0 | 0 | 0 | 0 | 0 | 0 | 0 | 0 | 0
Pelham and Wymondley and Twinstead Green | Waste Incineration (including CHP) | Gen_BB011 |  | MW | HydrogenEvolution | 0 | 0 | 0 | 0 | 0 | 0 | 0 | 0 | 0 | 0 | 0 | 0 | 0 | 0 | 0 | 0 | 0 | 0 | 0 | 0 | 0 | 0 | 0 | 0 | 0 | 0 | 0
Rayleigh | Waste Incineration (including CHP) | Gen_BB011 |  | MW | HolisticTransition | 0.958 | 0.958 | 0.958 | 0.958 | 0.958 | 0.958 | 0.958 | 0.931 | 0.903 | 0.894 | 0.876 | 0.858 | 0.849 | 0.83 | 0.812 | 0.785 | 0.766 | 0.739 | 0.703 | 0.684 | 0.657 | 0.62 | 0.584 | 0.502 | 0.401 | 0.328 | 0.292
Rayleigh | Waste Incineration (including CHP) | Gen_BB011 |  | MW | FallingBehind | 0.958 | 0.958 | 0.958 | 0.958 | 0.958 | 0.958 | 0.958 | 0.977 | 1.015 | 1.035 | 1.035 | 1.054 | 1.037 | 1.037 | 1.02 | 0.985 | 0.971 | 0.953 | 0.948 | 0.941 | 0.916 | 0.891 | 0.882 | 0.84 | 0.807 | 0.773 | 0.714
Rayleigh | Waste Incineration (including CHP) | Gen_BB011 |  | MW | ElectricEngagement | 0.958 | 0.958 | 0.958 | 0.958 | 0.958 | 0.958 | 0.958 | 0.931 | 0.903 | 0.894 | 0.876 | 0.858 | 0.849 | 0.83 | 0.812 | 0.785 | 0.766 | 0.739 | 0.703 | 0.684 | 0.657 | 0.62 | 0.584 | 0.502 | 0.401 | 0.328 | 0.292
Rayleigh | Waste Incineration (including CHP) | Gen_BB011 |  | MW | HydrogenEvolution | 0.958 | 0.958 | 0.958 | 0.958 | 0.958 | 0.958 | 0.958 | 0.955 | 0.949 | 0.931 | 0.913 | 0.904 | 0.886 | 0.868 | 0.85 | 0.832 | 0.813 | 0.795 | 0.759 | 0.723 | 0.687 | 0.66 | 0.624 | 0.56 | 0.488 | 0.425 | 0.371
Rye House | Waste Incineration (including CHP) | Gen_BB011 |  | MW | HolisticTransition | 0 | 0 | 0 | 0 | 0 | 0 | 0 | 0 | 0 | 0 | 0 | 0 | 0 | 0 | 0 | 0 | 0 | 0 | 0 | 0 | 0 | 0 | 0 | 0 | 0 | 0 | 0
Rye House | Waste Incineration (including CHP) | Gen_BB011 |  | MW | FallingBehind | 0 | 0 | 0 | 0 | 0 | 0 | 0 | 0 | 0 | 0 | 0 | 0 | 0 | 0 | 0 | 0 | 0 | 0 | 0 | 0 | 0 | 0 | 0 | 0 | 0 | 0 | 0
Rye House | Waste Incineration (including CHP) | Gen_BB011 |  | MW | ElectricEngagement | 0 | 0 | 0 | 0 | 0 | 0 | 0 | 0 | 0 | 0 | 0 | 0 | 0 | 0 | 0 | 0 | 0 | 0 | 0 | 0 | 0 | 0 | 0 | 0 | 0 | 0 | 0
Rye House | Waste Incineration (including CHP) | Gen_BB011 |  | MW | HydrogenEvolution | 0 | 0 | 0 | 0 | 0 | 0 | 0 | 0 | 0 | 0 | 0 | 0 | 0 | 0 | 0 | 0 | 0 | 0 | 0 | 0 | 0 | 0 | 0 | 0 | 0 | 0 | 0
Sundon | Waste Incineration (including CHP) | Gen_BB011 |  | MW | HolisticTransition | 3.053 | 3.053 | 3.053 | 3.053 | 3.053 | 3.053 | 3.053 | 2.966 | 2.878 | 2.849 | 2.791 | 2.733 | 2.704 | 2.646 | 2.588 | 2.5 | 2.442 | 2.355 | 2.239 | 2.181 | 2.093 | 1.977 | 1.861 | 1.599 | 1.279 | 1.047 | 0.93
Sundon | Waste Incineration (including CHP) | Gen_BB011 |  | MW | FallingBehind | 3.053 | 3.053 | 3.053 | 3.053 | 3.053 | 3.053 | 3.053 | 3.079 | 3.133 | 3.159 | 3.159 | 3.186 | 3.155 | 3.155 | 3.124 | 3.061 | 3.053 | 3.036 | 3.021 | 2.999 | 2.919 | 2.839 | 2.812 | 2.678 | 2.571 | 2.464 | 2.276
Sundon | Waste Incineration (including CHP) | Gen_BB011 |  | MW | ElectricEngagement | 3.053 | 3.053 | 3.053 | 3.053 | 3.053 | 3.053 | 3.053 | 2.966 | 2.878 | 2.849 | 2.791 | 2.733 | 2.704 | 2.646 | 2.588 | 2.5 | 2.442 | 2.355 | 2.239 | 2.181 | 2.093 | 1.977 | 1.861 | 1.599 | 1.279 | 1.047 | 0.93
Sundon | Waste Incineration (including CHP) | Gen_BB011 |  | MW | HydrogenEvolution | 3.053 | 3.053 | 3.053 | 3.053 | 3.053 | 3.053 | 3.053 | 3.043 | 3.024 | 2.966 | 2.909 | 2.88 | 2.822 | 2.765 | 2.707 | 2.65 | 2.592 | 2.534 | 2.419 | 2.304 | 2.189 | 2.102 | 1.987 | 1.786 | 1.555 | 1.354 | 1.181
Tilbury 1&7 | Waste Incineration (including CHP) | Gen_BB011 |  | MW | HolisticTransition | 0 | 0.8 | 1.6 | 2.4 | 3.2 | 4 | 4 | 3.886 | 3.771 | 3.733 | 3.657 | 3.581 | 3.543 | 3.467 | 3.39 | 3.276 | 3.2 | 3.086 | 2.933 | 2.857 | 2.743 | 2.59 | 2.438 | 2.095 | 1.676 | 1.371 | 1.219
Tilbury 1&7 | Waste Incineration (including CHP) | Gen_BB011 |  | MW | FallingBehind | 0 | 3.6 | 7.2 | 10.8 | 14.4 | 18 | 18 | 18.35 | 19.051 | 19.402 | 19.402 | 19.752 | 19.455 | 19.455 | 19.159 | 18.565 | 18.269 | 17.898 | 17.811 | 17.684 | 17.211 | 16.737 | 16.579 | 15.79 | 15.158 | 14.527 | 13.421
Tilbury 1&7 | Waste Incineration (including CHP) | Gen_BB011 |  | MW | ElectricEngagement | 0 | 0.8 | 1.6 | 2.4 | 3.2 | 4 | 4 | 3.886 | 3.771 | 3.733 | 3.657 | 3.581 | 3.543 | 3.467 | 3.39 | 3.276 | 3.2 | 3.086 | 2.933 | 2.857 | 2.743 | 2.59 | 2.438 | 2.095 | 1.676 | 1.371 | 1.219
Tilbury 1&7 | Waste Incineration (including CHP) | Gen_BB011 |  | MW | HydrogenEvolution | 0 | 2.4 | 4.8 | 7.2 | 9.6 | 12 | 12 | 11.96 | 11.885 | 11.661 | 11.434 | 11.321 | 11.094 | 10.868 | 10.641 | 10.415 | 10.188 | 9.962 | 9.509 | 9.056 | 8.604 | 8.264 | 7.811 | 7.019 | 6.113 | 5.321 | 4.641
Tilbury 2&8 | Waste Incineration (including CHP) | Gen_BB011 |  | MW | HolisticTransition | 0 | 1.16 | 2.32 | 3.48 | 4.64 | 5.8 | 5.8 | 5.634 | 5.469 | 5.413 | 5.303 | 5.192 | 5.137 | 5.027 | 4.916 | 4.751 | 4.64 | 4.474 | 4.253 | 4.143 | 3.977 | 3.756 | 3.535 | 3.038 | 2.43 | 1.989 | 1.768
Tilbury 2&8 | Waste Incineration (including CHP) | Gen_BB011 |  | MW | FallingBehind | 0 | 5.22 | 10.44 | 15.66 | 20.88 | 26.1 | 26.1 | 26.169 | 26.306 | 26.375 | 26.375 | 26.443 | 26.385 | 26.385 | 26.327 | 26.211 | 26.153 | 25.953 | 25.826 | 25.642 | 24.955 | 24.269 | 24.039 | 22.895 | 21.979 | 21.064 | 19.46
Tilbury 2&8 | Waste Incineration (including CHP) | Gen_BB011 |  | MW | ElectricEngagement | 0 | 1.16 | 2.32 | 3.48 | 4.64 | 5.8 | 5.8 | 5.634 | 5.469 | 5.413 | 5.303 | 5.192 | 5.137 | 5.027 | 4.916 | 4.751 | 4.64 | 4.474 | 4.253 | 4.143 | 3.977 | 3.756 | 3.535 | 3.038 | 2.43 | 1.989 | 1.768
Tilbury 2&8 | Waste Incineration (including CHP) | Gen_BB011 |  | MW | HydrogenEvolution | 0 | 3.48 | 6.96 | 10.44 | 13.92 | 17.4 | 17.4 | 17.341 | 17.234 | 16.908 | 16.579 | 16.415 | 16.087 | 15.759 | 15.43 | 15.102 | 14.773 | 14.445 | 13.789 | 13.132 | 12.475 | 11.983 | 11.326 | 10.177 | 8.864 | 7.715 | 6.73
Tottenham | Waste Incineration (including CHP) | Gen_BB011 |  | MW | HolisticTransition | 70 | 70 | 70 | 70 | 70 | 70 | 70 | 68.002 | 66 | 65.333 | 64.001 | 62.666 | 61.999 | 60.668 | 59.333 | 57.335 | 55.999 | 54.001 | 51.334 | 50 | 48.002 | 45.332 | 42.667 | 36.667 | 29.333 | 24 | 21.334
Tottenham | Waste Incineration (including CHP) | Gen_BB011 |  | MW | FallingBehind | 70 | 70 | 70 | 70 | 70 | 70 | 70 | 70.602 | 71.805 | 72.407 | 72.407 | 73.009 | 72.305 | 72.305 | 71.602 | 70.194 | 70 | 69.605 | 69.266 | 68.772 | 66.93 | 65.088 | 64.474 | 61.405 | 58.948 | 56.492 | 52.192
Tottenham | Waste Incineration (including CHP) | Gen_BB011 |  | MW | ElectricEngagement | 70 | 70 | 70 | 70 | 70 | 70 | 70 | 68.002 | 66 | 65.333 | 64.001 | 62.666 | 61.999 | 60.668 | 59.333 | 57.335 | 55.999 | 54.001 | 51.334 | 50 | 48.002 | 45.332 | 42.667 | 36.667 | 29.333 | 24 | 21.334
Tottenham | Waste Incineration (including CHP) | Gen_BB011 |  | MW | HydrogenEvolution | 70 | 70 | 70 | 70 | 70 | 70 | 70 | 69.764 | 69.331 | 68.02 | 66.698 | 66.039 | 64.716 | 63.397 | 62.075 | 60.755 | 59.433 | 58.114 | 55.472 | 52.829 | 50.188 | 48.206 | 45.565 | 40.943 | 35.661 | 31.038 | 27.074
Walpole | Waste Incineration (including CHP) | Gen_BB011 |  | MW | HolisticTransition | 9.319 | 9.319 | 9.319 | 9.319 | 9.319 | 9.319 | 9.319 | 9.053 | 8.787 | 8.698 | 8.52 | 8.343 | 8.254 | 8.077 | 7.899 | 7.633 | 7.455 | 7.189 | 6.834 | 6.657 | 6.39 | 6.035 | 5.68 | 4.881 | 3.905 | 3.195 | 2.84
Walpole | Waste Incineration (including CHP) | Gen_BB011 |  | MW | FallingBehind | 9.319 | 9.319 | 9.319 | 9.319 | 9.319 | 9.319 | 9.319 | 9.412 | 9.599 | 9.695 | 9.695 | 9.787 | 9.678 | 9.678 | 9.568 | 9.349 | 9.319 | 9.266 | 9.221 | 9.156 | 8.91 | 8.665 | 8.583 | 8.175 | 7.848 | 7.521 | 6.948
Walpole | Waste Incineration (including CHP) | Gen_BB011 |  | MW | ElectricEngagement | 9.319 | 9.319 | 9.319 | 9.319 | 9.319 | 9.319 | 9.319 | 9.053 | 8.787 | 8.698 | 8.52 | 8.343 | 8.254 | 8.077 | 7.899 | 7.633 | 7.455 | 7.189 | 6.834 | 6.657 | 6.39 | 6.035 | 5.68 | 4.881 | 3.905 | 3.195 | 2.84
Walpole | Waste Incineration (including CHP) | Gen_BB011 |  | MW | HydrogenEvolution | 9.319 | 9.319 | 9.319 | 9.319 | 9.319 | 9.319 | 9.319 | 9.288 | 9.23 | 9.055 | 8.879 | 8.792 | 8.616 | 8.44 | 8.264 | 8.088 | 7.912 | 7.737 | 7.385 | 7.033 | 6.681 | 6.418 | 6.066 | 5.451 | 4.747 | 4.132 | 3.604
Warley | Waste Incineration (including CHP) | Gen_BB011 |  | MW | HolisticTransition | 0.144 | 0.144 | 0.144 | 0.144 | 0.144 | 0.144 | 0.144 | 0.14 | 0.136 | 0.134 | 0.132 | 0.129 | 0.128 | 0.125 | 0.122 | 0.118 | 0.115 | 0.111 | 0.106 | 0.103 | 0.099 | 0.093 | 0.088 | 0.075 | 0.06 | 0.049 | 0.044
Warley | Waste Incineration (including CHP) | Gen_BB011 |  | MW | FallingBehind | 0.144 | 0.144 | 0.144 | 0.144 | 0.144 | 0.144 | 0.168 | 0.193 | 0.22 | 0.222 | 0.246 | 0.247 | 0.221 | 0.221 | 0.22 | 0.193 | 0.168 | 0.143 | 0.142 | 0.141 | 0.138 | 0.134 | 0.133 | 0.126 | 0.121 | 0.116 | 0.107
Warley | Waste Incineration (including CHP) | Gen_BB011 |  | MW | ElectricEngagement | 0.144 | 0.144 | 0.144 | 0.144 | 0.144 | 0.144 | 0.144 | 0.14 | 0.136 | 0.134 | 0.132 | 0.129 | 0.128 | 0.125 | 0.122 | 0.118 | 0.115 | 0.111 | 0.106 | 0.103 | 0.099 | 0.093 | 0.088 | 0.075 | 0.06 | 0.049 | 0.044
Warley | Waste Incineration (including CHP) | Gen_BB011 |  | MW | HydrogenEvolution | 0.144 | 0.144 | 0.144 | 0.144 | 0.144 | 0.144 | 0.144 | 0.144 | 0.143 | 0.14 | 0.137 | 0.136 | 0.133 | 0.13 | 0.128 | 0.125 | 0.122 | 0.12 | 0.114 | 0.109 | 0.103 | 0.099 | 0.094 | 0.084 | 0.073 | 0.064 | 0.056
Watford South 2 and 4 | Waste Incineration (including CHP) | Gen_BB011 |  | MW | HolisticTransition | 0 | 0 | 0 | 0 | 0 | 0 | 0 | 0 | 0 | 0 | 0 | 0 | 0 | 0 | 0 | 0 | 0 | 0 | 0 | 0 | 0 | 0 | 0 | 0 | 0 | 0 | 0
Watford South 2 and 4 | Waste Incineration (including CHP) | Gen_BB011 |  | MW | FallingBehind | 0 | 0 | 0 | 0 | 0 | 0 | 0 | 0 | 0 | 0 | 0 | 0 | 0 | 0 | 0 | 0 | 0 | 0 | 0 | 0 | 0 | 0 | 0 | 0 | 0 | 0 | 0
Watford South 2 and 4 | Waste Incineration (including CHP) | Gen_BB011 |  | MW | ElectricEngagement | 0 | 0 | 0 | 0 | 0 | 0 | 0 | 0 | 0 | 0 | 0 | 0 | 0 | 0 | 0 | 0 | 0 | 0 | 0 | 0 | 0 | 0 | 0 | 0 | 0 | 0 | 0
Watford South 2 and 4 | Waste Incineration (including CHP) | Gen_BB011 |  | MW | HydrogenEvolution | 0 | 0 | 0 | 0 | 0 | 0 | 0 | 0 | 0 | 0 | 0 | 0 | 0 | 0 | 0 | 0 | 0 | 0 | 0 | 0 | 0 | 0 | 0 | 0 | 0 | 0 | 0
West Thurrock | Waste Incineration (including CHP) | Gen_BB011 |  | MW | HolisticTransition | 0 | 0 | 0 | 0 | 0 | 0 | 0 | 0 | 0 | 0 | 0 | 0 | 0 | 0 | 0 | 0 | 0 | 0 | 0 | 0 | 0 | 0 | 0 | 0 | 0 | 0 | 0
West Thurrock | Waste Incineration (including CHP) | Gen_BB011 |  | MW | FallingBehind | 0 | 0 | 0 | 0 | 0 | 0 | 0 | 0 | 0 | 0 | 0 | 0 | 0 | 0 | 0 | 0 | 0 | 0 | 0 | 0 | 0 | 0 | 0 | 0 | 0 | 0 | 0
West Thurrock | Waste Incineration (including CHP) | Gen_BB011 |  | MW | ElectricEngagement | 0 | 0 | 0 | 0 | 0 | 0 | 0 | 0 | 0 | 0 | 0 | 0 | 0 | 0 | 0 | 0 | 0 | 0 | 0 | 0 | 0 | 0 | 0 | 0 | 0 | 0 | 0
West Thurrock | Waste Incineration (including CHP) | Gen_BB011 |  | MW | HydrogenEvolution | 0 | 0 | 0 | 0 | 0 | 0 | 0 | 0 | 0 | 0 | 0 | 0 | 0 | 0 | 0 | 0 | 0 | 0 | 0 | 0 | 0 | 0 | 0 | 0 | 0 | 0 | 0
Willesden | Waste Incineration (including CHP) | Gen_BB011 |  | MW | HolisticTransition | 0 | 0 | 0 | 0 | 0 | 0 | 0 | 0 | 0 | 0 | 0 | 0 | 0 | 0 | 0 | 0 | 0 | 0 | 0 | 0 | 0 | 0 | 0 | 0 | 0 | 0 | 0
Willesden | Waste Incineration (including CHP) | Gen_BB011 |  | MW | FallingBehind | 0 | 0 | 0 | 0 | 0 | 0 | 0 | 0 | 0 | 0 | 0 | 0 | 0 | 0 | 0 | 0 | 0 | 0 | 0 | 0 | 0 | 0 | 0 | 0 | 0 | 0 | 0
Willesden | Waste Incineration (including CHP) | Gen_BB011 |  | MW | ElectricEngagement | 0 | 0 | 0 | 0 | 0 | 0 | 0 | 0 | 0 | 0 | 0 | 0 | 0 | 0 | 0 | 0 | 0 | 0 | 0 | 0 | 0 | 0 | 0 | 0 | 0 | 0 | 0
Willesden | Waste Incineration (including CHP) | Gen_BB011 |  | MW | HydrogenEvolution | 0 | 0 | 0 | 0 | 0 | 0 | 0 | 0 | 0 | 0 | 0 | 0 | 0 | 0 | 0 | 0 | 0 | 0 | 0 | 0 | 0 | 0 | 0 | 0 | 0 | 0 | 0
Amersham | Solar Generation | Gen_BB012 | All large Solar PV | MW | HolisticTransition | 49.785 | 60.945 | 72.105 | 83.265 | 94.425 | 105.585 | 112.244 | 118.903 | 125.468 | 131.925 | 138.199 | 144.284 | 150.2 | 155.953 | 161.57 | 167.165 | 172.905 | 178.663 | 184.372 | 190.007 | 195.546 | 200.969 | 206.272 | 211.443 | 216.479 | 221.377 | 224.955
Amersham | Solar Generation | Gen_BB012 | All large Solar PV | MW | FallingBehind | 49.785 | 52.265 | 54.745 | 57.225 | 59.705 | 62.185 | 62.938 | 63.83 | 64.878 | 66.093 | 67.487 | 69.068 | 70.835 | 72.781 | 74.909 | 77.404 | 80.404 | 83.593 | 86.876 | 90.238 | 93.615 | 96.979 | 100.331 | 103.667 | 106.986 | 110.28 | 112.731
Amersham | Solar Generation | Gen_BB012 | All large Solar PV | MW | ElectricEngagement | 49.785 | 57.225 | 64.665 | 72.105 | 79.545 | 86.985 | 90.808 | 94.863 | 99.074 | 103.399 | 107.838 | 112.374 | 116.986 | 121.645 | 126.343 | 131.239 | 136.349 | 141.385 | 146.293 | 151.051 | 155.625 | 160.014 | 164.218 | 168.236 | 172.084 | 175.758 | 178.395
Amersham | Solar Generation | Gen_BB012 | All large Solar PV | MW | HydrogenEvolution | 49.785 | 57.225 | 64.665 | 72.105 | 79.545 | 86.985 | 90.808 | 94.863 | 99.074 | 103.399 | 107.838 | 112.374 | 116.986 | 121.645 | 126.343 | 131.239 | 136.349 | 141.385 | 146.293 | 151.051 | 155.625 | 160.014 | 164.218 | 168.236 | 172.084 | 175.758 | 178.395
Barking 132 | Solar Generation | Gen_BB012 | All large Solar PV | MW | HolisticTransition | 0.538 | 0.538 | 0.538 | 0.538 | 0.538 | 0.538 | 0.816 | 1.094 | 1.369 | 1.639 | 1.9 | 2.155 | 2.401 | 2.643 | 2.878 | 3.111 | 3.351 | 3.591 | 3.83 | 4.065 | 4.297 | 4.523 | 4.746 | 4.961 | 5.171 | 5.376 | 5.526
Barking 132 | Solar Generation | Gen_BB012 | All large Solar PV | MW | FallingBehind | 0.538 | 0.538 | 0.538 | 0.538 | 0.538 | 0.538 | 0.569 | 0.607 | 0.651 | 0.702 | 0.76 | 0.825 | 0.9 | 0.981 | 1.069 | 1.174 | 1.299 | 1.432 | 1.569 | 1.71 | 1.851 | 1.991 | 2.131 | 2.272 | 2.41 | 2.547 | 2.65
Barking 132 | Solar Generation | Gen_BB012 | All large Solar PV | MW | ElectricEngagement | 0.538 | 0.538 | 0.538 | 0.538 | 0.538 | 0.538 | 0.697 | 0.867 | 1.042 | 1.223 | 1.409 | 1.598 | 1.791 | 1.985 | 2.183 | 2.387 | 2.6 | 2.811 | 3.015 | 3.215 | 3.407 | 3.588 | 3.764 | 3.932 | 4.093 | 4.247 | 4.356
Barking 132 | Solar Generation | Gen_BB012 | All large Solar PV | MW | HydrogenEvolution | 0.538 | 0.538 | 0.538 | 0.538 | 0.538 | 0.538 | 0.697 | 0.867 | 1.042 | 1.223 | 1.409 | 1.598 | 1.791 | 1.985 | 2.183 | 2.387 | 2.6 | 2.811 | 3.015 | 3.215 | 3.407 | 3.588 | 3.764 | 3.932 | 4.093 | 4.247 | 4.356
Barking West (EPN) | Solar Generation | Gen_BB012 | All large Solar PV | MW | HolisticTransition | 1.072 | 1.072 | 1.072 | 1.072 | 1.072 | 1.072 | 1.072 | 1.072 | 1.072 | 1.073 | 1.073 | 1.073 | 1.073 | 1.073 | 1.074 | 1.074 | 1.074 | 1.074 | 1.074 | 1.075 | 1.075 | 1.075 | 1.075 | 1.075 | 1.076 | 1.076 | 1.076
Barking West (EPN) | Solar Generation | Gen_BB012 | All large Solar PV | MW | FallingBehind | 1.072 | 1.072 | 1.072 | 1.072 | 1.072 | 1.072 | 1.072 | 1.072 | 1.072 | 1.072 | 1.072 | 1.072 | 1.072 | 1.072 | 1.072 | 1.072 | 1.072 | 1.072 | 1.073 | 1.073 | 1.073 | 1.073 | 1.073 | 1.073 | 1.073 | 1.073 | 1.073
Barking West (EPN) | Solar Generation | Gen_BB012 | All large Solar PV | MW | ElectricEngagement | 1.072 | 1.072 | 1.072 | 1.072 | 1.072 | 1.072 | 1.072 | 1.072 | 1.072 | 1.072 | 1.072 | 1.073 | 1.073 | 1.073 | 1.073 | 1.073 | 1.073 | 1.074 | 1.074 | 1.074 | 1.074 | 1.074 | 1.074 | 1.075 | 1.075 | 1.075 | 1.075
Barking West (EPN) | Solar Generation | Gen_BB012 | All large Solar PV | MW | HydrogenEvolution | 1.072 | 1.072 | 1.072 | 1.072 | 1.072 | 1.072 | 1.072 | 1.072 | 1.072 | 1.072 | 1.072 | 1.073 | 1.073 | 1.073 | 1.073 | 1.073 | 1.073 | 1.074 | 1.074 | 1.074 | 1.074 | 1.074 | 1.074 | 1.075 | 1.075 | 1.075 | 1.075
Biggleswade | Solar Generation | Gen_BB012 | All large Solar PV | MW | HolisticTransition | 0 | 0 | 0 | 0 | 0 | 0 | 0.781 | 1.563 | 2.333 | 3.09 | 3.826 | 4.54 | 5.234 | 5.908 | 6.567 | 7.223 | 7.897 | 8.572 | 9.241 | 9.903 | 10.552 | 11.188 | 11.811 | 12.417 | 13.007 | 13.581 | 14.003
Biggleswade | Solar Generation | Gen_BB012 | All large Solar PV | MW | FallingBehind | 0 | 0 | 0 | 0 | 0 | 0 | 0.088 | 0.192 | 0.315 | 0.458 | 0.622 | 0.807 | 1.014 | 1.243 | 1.492 | 1.785 | 2.137 | 2.511 | 2.895 | 3.29 | 3.687 | 4.081 | 4.474 | 4.866 | 5.254 | 5.641 | 5.928
Biggleswade | Solar Generation | Gen_BB012 | All large Solar PV | MW | ElectricEngagement | 0 | 0 | 0 | 0 | 0 | 0 | 0.449 | 0.925 | 1.418 | 1.926 | 2.447 | 2.978 | 3.52 | 4.066 | 4.617 | 5.191 | 5.791 | 6.382 | 6.958 | 7.515 | 8.052 | 8.567 | 9.06 | 9.531 | 9.983 | 10.414 | 10.723
Biggleswade | Solar Generation | Gen_BB012 | All large Solar PV | MW | HydrogenEvolution | 0 | 0 | 0 | 0 | 0 | 0 | 0.449 | 0.925 | 1.418 | 1.926 | 2.447 | 2.978 | 3.52 | 4.066 | 4.617 | 5.191 | 5.791 | 6.382 | 6.958 | 7.515 | 8.052 | 8.567 | 9.06 | 9.531 | 9.983 | 10.414 | 10.723
Bourne | Solar Generation | Gen_BB012 | All large Solar PV | MW | HolisticTransition | 0 | 0 | 0 | 0 | 0 | 0 | 0 | 0 | 0 | 0 | 0 | 0 | 0 | 0 | 0 | 0 | 0 | 0 | 0 | 0 | 0 | 0 | 0 | 0 | 0 | 0 | 0
Bourne | Solar Generation | Gen_BB012 | All large Solar PV | MW | FallingBehind | 0 | 0 | 0 | 0 | 0 | 0 | 0 | 0 | 0 | 0 | 0 | 0 | 0 | 0 | 0 | 0 | 0 | 0 | 0 | 0 | 0 | 0 | 0 | 0 | 0 | 0 | 0
Bourne | Solar Generation | Gen_BB012 | All large Solar PV | MW | ElectricEngagement | 0 | 0 | 0 | 0 | 0 | 0 | 0 | 0 | 0 | 0 | 0 | 0 | 0 | 0 | 0 | 0 | 0 | 0 | 0 | 0 | 0 | 0 | 0 | 0 | 0 | 0 | 0
Bourne | Solar Generation | Gen_BB012 | All large Solar PV | MW | HydrogenEvolution | 0 | 0 | 0 | 0 | 0 | 0 | 0 | 0 | 0 | 0 | 0 | 0 | 0 | 0 | 0 | 0 | 0 | 0 | 0 | 0 | 0 | 0 | 0 | 0 | 0 | 0 | 0
Braintree | Solar Generation | Gen_BB012 | All large Solar PV | MW | HolisticTransition | 42.732 | 43.053 | 43.375 | 43.697 | 44.018 | 44.34 | 49.673 | 55.011 | 60.268 | 65.442 | 70.469 | 75.343 | 80.081 | 84.691 | 89.191 | 93.674 | 98.272 | 102.883 | 107.458 | 111.976 | 116.409 | 120.756 | 125.001 | 129.148 | 133.182 | 137.103 | 139.973
Braintree | Solar Generation | Gen_BB012 | All large Solar PV | MW | FallingBehind | 42.732 | 42.803 | 42.875 | 42.946 | 43.018 | 43.089 | 43.691 | 44.404 | 45.243 | 46.219 | 47.335 | 48.6 | 50.02 | 51.576 | 53.281 | 55.279 | 57.683 | 60.239 | 62.868 | 65.561 | 68.266 | 70.96 | 73.645 | 76.317 | 78.979 | 81.619 | 83.58
Braintree | Solar Generation | Gen_BB012 | All large Solar PV | MW | ElectricEngagement | 42.732 | 42.946 | 43.161 | 43.375 | 43.589 | 43.804 | 46.869 | 50.118 | 53.492 | 56.953 | 60.51 | 64.146 | 67.839 | 71.572 | 75.337 | 79.259 | 83.351 | 87.387 | 91.32 | 95.131 | 98.794 | 102.311 | 105.677 | 108.899 | 111.98 | 114.925 | 117.036
Braintree | Solar Generation | Gen_BB012 | All large Solar PV | MW | HydrogenEvolution | 42.732 | 42.946 | 43.161 | 43.375 | 43.589 | 43.804 | 46.869 | 50.118 | 53.492 | 56.953 | 60.51 | 64.146 | 67.839 | 71.572 | 75.337 | 79.259 | 83.351 | 87.387 | 91.32 | 95.131 | 98.794 | 102.311 | 105.677 | 108.899 | 111.98 | 114.925 | 117.036
Bramford | Solar Generation | Gen_BB012 | All large Solar PV | MW | HolisticTransition | 288.968 | 407.526 | 526.083 | 644.641 | 763.198 | 881.756 | 1026.05 | 1170.392 | 1312.613 | 1452.54 | 1588.522 | 1720.415 | 1848.589 | 1973.258 | 2094.979 | 2216.229 | 2340.596 | 2465.389 | 2589.098 | 2711.251 | 2831.242 | 2948.796 | 3063.697 | 3175.774 | 3284.898 | 3391.001 | 3468.597
Bramford | Solar Generation | Gen_BB012 | All large Solar PV | MW | FallingBehind | 288.968 | 315.314 | 341.661 | 368.007 | 394.353 | 420.699 | 436.981 | 456.293 | 479.005 | 505.355 | 535.559 | 569.79 | 608.117 | 650.252 | 696.392 | 750.464 | 815.466 | 884.587 | 955.72 | 1028.576 | 1101.736 | 1174.645 | 1247.282 | 1319.605 | 1391.519 | 1462.948 | 1516.002
Bramford | Solar Generation | Gen_BB012 | All large Solar PV | MW | ElectricEngagement | 288.968 | 368.007 | 447.045 | 526.083 | 605.122 | 684.16 | 767.037 | 854.897 | 946.157 | 1039.875 | 1136.076 | 1234.374 | 1334.318 | 1435.26 | 1537.091 | 1643.174 | 1753.885 | 1863.102 | 1969.444 | 2072.537 | 2171.683 | 2266.748 | 2357.81 | 2444.973 | 2528.318 | 2607.95 | 2665.054
Bramford | Solar Generation | Gen_BB012 | All large Solar PV | MW | HydrogenEvolution | 288.968 | 368.007 | 447.045 | 526.083 | 605.122 | 684.16 | 767.037 | 854.897 | 946.157 | 1039.875 | 1136.076 | 1234.374 | 1334.318 | 1435.26 | 1537.091 | 1643.174 | 1753.885 | 1863.102 | 1969.444 | 2072.537 | 2171.683 | 2266.748 | 2357.81 | 2444.973 | 2528.318 | 2607.95 | 2665.054
Brimsdown (EPN) | Solar Generation | Gen_BB012 | All large Solar PV | MW | HolisticTransition | 0.909 | 1.291 | 1.673 | 2.055 | 2.437 | 2.819 | 7.635 | 12.449 | 17.193 | 21.861 | 26.395 | 30.799 | 35.072 | 39.233 | 43.293 | 47.335 | 51.486 | 55.648 | 59.774 | 63.847 | 67.852 | 71.772 | 75.606 | 79.347 | 82.986 | 86.524 | 89.114
Brimsdown (EPN) | Solar Generation | Gen_BB012 | All large Solar PV | MW | FallingBehind | 0.909 | 0.994 | 1.079 | 1.164 | 1.249 | 1.333 | 1.876 | 2.521 | 3.279 | 4.16 | 5.166 | 6.308 | 7.586 | 8.993 | 10.53 | 12.333 | 14.502 | 16.811 | 19.181 | 21.613 | 24.052 | 26.485 | 28.907 | 31.32 | 33.72 | 36.101 | 37.87
Brimsdown (EPN) | Solar Generation | Gen_BB012 | All large Solar PV | MW | ElectricEngagement | 0.909 | 1.164 | 1.418 | 1.673 | 1.927 | 2.182 | 4.946 | 7.879 | 10.921 | 14.05 | 17.257 | 20.538 | 23.871 | 27.24 | 30.633 | 34.172 | 37.866 | 41.509 | 45.057 | 48.494 | 51.803 | 54.973 | 58.011 | 60.919 | 63.699 | 66.358 | 68.261
Brimsdown (EPN) | Solar Generation | Gen_BB012 | All large Solar PV | MW | HydrogenEvolution | 0.909 | 1.164 | 1.418 | 1.673 | 1.927 | 2.182 | 4.946 | 7.879 | 10.921 | 14.05 | 17.257 | 20.538 | 23.871 | 27.24 | 30.633 | 34.172 | 37.866 | 41.509 | 45.057 | 48.494 | 51.803 | 54.973 | 58.011 | 60.919 | 63.699 | 66.358 | 68.261
Burwell | Solar Generation | Gen_BB012 | All large Solar PV | MW | HolisticTransition | 225.513 | 298.014 | 370.431 | 443.016 | 515.518 | 588.019 | 597.6 | 607.182 | 616.627 | 625.917 | 634.947 | 643.704 | 652.215 | 660.494 | 668.574 | 676.623 | 684.88 | 693.168 | 701.38 | 709.489 | 717.46 | 725.264 | 732.894 | 740.336 | 747.58 | 754.623 | 759.776
Burwell | Solar Generation | Gen_BB012 | All large Solar PV | MW | FallingBehind | 225.513 | 241.624 | 257.651 | 273.847 | 289.959 | 306.07 | 307.149 | 308.431 | 309.941 | 311.691 | 313.697 | 315.969 | 318.511 | 321.311 | 324.373 | 327.963 | 332.279 | 336.869 | 341.593 | 346.431 | 351.287 | 356.129 | 360.95 | 365.754 | 370.528 | 375.271 | 378.791
Burwell | Solar Generation | Gen_BB012 | All large Solar PV | MW | ElectricEngagement | 225.513 | 273.847 | 322.097 | 370.515 | 418.849 | 467.183 | 472.687 | 478.52 | 484.578 | 490.8 | 497.188 | 503.715 | 510.35 | 517.054 | 523.816 | 530.859 | 538.206 | 545.46 | 552.52 | 559.366 | 565.95 | 572.26 | 578.309 | 584.093 | 589.627 | 594.916 | 598.707
Burwell | Solar Generation | Gen_BB012 | All large Solar PV | MW | HydrogenEvolution | 225.513 | 273.847 | 322.097 | 370.515 | 418.849 | 467.183 | 472.687 | 478.52 | 484.578 | 490.8 | 497.188 | 503.715 | 510.35 | 517.054 | 523.816 | 530.859 | 538.206 | 545.46 | 552.52 | 559.366 | 565.95 | 572.26 | 578.309 | 584.093 | 589.627 | 594.916 | 598.707
Eaton Socon | Solar Generation | Gen_BB012 | All large Solar PV | MW | HolisticTransition | 194.172 | 256.251 | 309.539 | 362.827 | 416.115 | 469.403 | 487.925 | 506.456 | 524.709 | 542.671 | 560.122 | 577.052 | 593.506 | 609.514 | 625.131 | 640.695 | 656.658 | 672.676 | 688.555 | 704.239 | 719.638 | 734.728 | 749.478 | 763.864 | 777.868 | 791.488 | 801.449
Eaton Socon | Solar Generation | Gen_BB012 | All large Solar PV | MW | FallingBehind | 194.172 | 214.804 | 226.646 | 238.488 | 250.33 | 262.172 | 264.266 | 266.745 | 269.661 | 273.043 | 276.918 | 281.313 | 286.228 | 291.641 | 297.564 | 304.505 | 312.85 | 321.721 | 330.849 | 340.203 | 349.597 | 358.95 | 368.277 | 377.559 | 386.791 | 395.962 | 402.764
Eaton Socon | Solar Generation | Gen_BB012 | All large Solar PV | MW | ElectricEngagement | 194.172 | 238.488 | 274.013 | 309.539 | 345.064 | 380.589 | 391.23 | 402.503 | 414.219 | 426.247 | 438.596 | 451.214 | 464.041 | 476.998 | 490.071 | 503.686 | 517.896 | 531.918 | 545.564 | 558.796 | 571.523 | 583.728 | 595.417 | 606.606 | 617.303 | 627.522 | 634.854
Eaton Socon | Solar Generation | Gen_BB012 | All large Solar PV | MW | HydrogenEvolution | 194.172 | 238.488 | 274.013 | 309.539 | 345.064 | 380.589 | 391.23 | 402.503 | 414.219 | 426.247 | 438.596 | 451.214 | 464.041 | 476.998 | 490.071 | 503.686 | 517.896 | 531.918 | 545.564 | 558.796 | 571.523 | 583.728 | 595.417 | 606.606 | 617.303 | 627.522 | 634.854
Elstree 1&2 and 8&9 and Watford South 3A&3B | Solar Generation | Gen_BB012 | All large Solar PV | MW | HolisticTransition | 1.736 | 8.809 | 15.882 | 22.956 | 30.029 | 37.102 | 42.074 | 47.045 | 51.937 | 56.757 | 61.44 | 65.985 | 70.394 | 74.686 | 78.878 | 83.051 | 87.334 | 91.631 | 95.891 | 100.098 | 104.226 | 108.273 | 112.231 | 116.093 | 119.849 | 123.507 | 126.178
Elstree 1&2 and 8&9 and Watford South 3A&3B | Solar Generation | Gen_BB012 | All large Solar PV | MW | FallingBehind | 1.736 | 3.308 | 4.88 | 6.451 | 8.023 | 9.595 | 10.157 | 10.822 | 11.605 | 12.508 | 13.548 | 14.727 | 16.047 | 17.5 | 19.088 | 20.949 | 23.186 | 25.567 | 28.017 | 30.523 | 33.046 | 35.554 | 38.058 | 40.55 | 43.022 | 45.482 | 47.308
Elstree 1&2 and 8&9 and Watford South 3A&3B | Solar Generation | Gen_BB012 | All large Solar PV | MW | ElectricEngagement | 1.736 | 6.451 | 11.167 | 15.882 | 20.598 | 25.313 | 28.16 | 31.187 | 34.33 | 37.561 | 40.868 | 44.256 | 47.697 | 51.173 | 54.68 | 58.336 | 62.144 | 65.905 | 69.566 | 73.114 | 76.529 | 79.803 | 82.939 | 85.942 | 88.808 | 91.553 | 93.519
Elstree 1&2 and 8&9 and Watford South 3A&3B | Solar Generation | Gen_BB012 | All large Solar PV | MW | HydrogenEvolution | 1.736 | 6.451 | 11.167 | 15.882 | 20.598 | 25.313 | 28.16 | 31.187 | 34.33 | 37.561 | 40.868 | 44.256 | 47.697 | 51.173 | 54.68 | 58.336 | 62.144 | 65.905 | 69.566 | 73.114 | 76.529 | 79.803 | 82.939 | 85.942 | 88.808 | 91.553 | 93.519
Elstree 3&4 | Solar Generation | Gen_BB012 | All large Solar PV | MW | HolisticTransition | 8.831 | 16.047 | 23.264 | 30.481 | 37.698 | 44.914 | 50.255 | 55.593 | 60.855 | 66.033 | 71.062 | 75.942 | 80.685 | 85.295 | 89.8 | 94.285 | 98.887 | 103.505 | 108.083 | 112.6 | 117.039 | 121.389 | 125.64 | 129.786 | 133.822 | 137.749 | 140.619
Elstree 3&4 | Solar Generation | Gen_BB012 | All large Solar PV | MW | FallingBehind | 8.831 | 10.434 | 12.038 | 13.642 | 15.246 | 16.849 | 17.453 | 18.168 | 19.008 | 19.984 | 21.1 | 22.368 | 23.784 | 25.344 | 27.05 | 29.049 | 31.455 | 34.013 | 36.645 | 39.341 | 42.045 | 44.744 | 47.431 | 50.108 | 52.766 | 55.409 | 57.373
Elstree 3&4 | Solar Generation | Gen_BB012 | All large Solar PV | MW | ElectricEngagement | 8.831 | 13.642 | 18.453 | 23.264 | 28.075 | 32.886 | 35.949 | 39.205 | 42.58 | 46.047 | 49.605 | 53.242 | 56.941 | 60.675 | 64.442 | 68.365 | 72.462 | 76.504 | 80.439 | 84.249 | 87.921 | 91.439 | 94.802 | 98.029 | 101.113 | 104.06 | 106.172
Elstree 3&4 | Solar Generation | Gen_BB012 | All large Solar PV | MW | HydrogenEvolution | 8.831 | 13.642 | 18.453 | 23.264 | 28.075 | 32.886 | 35.949 | 39.205 | 42.58 | 46.047 | 49.605 | 53.242 | 56.941 | 60.675 | 64.442 | 68.365 | 72.462 | 76.504 | 80.439 | 84.249 | 87.921 | 91.439 | 94.802 | 98.029 | 101.113 | 104.06 | 106.172
Grendon | Solar Generation | Gen_BB012 | All large Solar PV | MW | HolisticTransition | 0 | 0 | 0 | 0 | 0 | 0 | 0 | 0 | 0 | 0 | 0 | 0 | 0 | 0 | 0 | 0 | 0 | 0 | 0 | 0 | 0 | 0 | 0 | 0 | 0 | 0 | 0
Grendon | Solar Generation | Gen_BB012 | All large Solar PV | MW | FallingBehind | 0 | 0 | 0 | 0 | 0 | 0 | 0 | 0 | 0 | 0 | 0 | 0 | 0 | 0 | 0 | 0 | 0 | 0 | 0 | 0 | 0 | 0 | 0 | 0 | 0 | 0 | 0
Grendon | Solar Generation | Gen_BB012 | All large Solar PV | MW | ElectricEngagement | 0 | 0 | 0 | 0 | 0 | 0 | 0 | 0 | 0 | 0 | 0 | 0 | 0 | 0 | 0 | 0 | 0 | 0 | 0 | 0 | 0 | 0 | 0 | 0 | 0 | 0 | 0
Grendon | Solar Generation | Gen_BB012 | All large Solar PV | MW | HydrogenEvolution | 0 | 0 | 0 | 0 | 0 | 0 | 0 | 0 | 0 | 0 | 0 | 0 | 0 | 0 | 0 | 0 | 0 | 0 | 0 | 0 | 0 | 0 | 0 | 0 | 0 | 0 | 0
Mill Hill and Hendon | Solar Generation | Gen_BB012 | All large Solar PV | MW | HolisticTransition | 0 | 0.045 | 0.09 | 0.135 | 0.18 | 0.225 | 0.401 | 0.577 | 0.75 | 0.922 | 1.089 | 1.249 | 1.405 | 1.558 | 1.706 | 1.855 | 2.007 | 2.16 | 2.311 | 2.46 | 2.607 | 2.75 | 2.891 | 3.027 | 3.161 | 3.291 | 3.385
Mill Hill and Hendon | Solar Generation | Gen_BB012 | All large Solar PV | MW | FallingBehind | 0 | 0.01 | 0.02 | 0.03 | 0.04 | 0.05 | 0.07 | 0.094 | 0.122 | 0.153 | 0.191 | 0.233 | 0.278 | 0.331 | 0.387 | 0.453 | 0.533 | 0.616 | 0.705 | 0.793 | 0.882 | 0.972 | 1.06 | 1.148 | 1.236 | 1.324 | 1.389
Mill Hill and Hendon | Solar Generation | Gen_BB012 | All large Solar PV | MW | ElectricEngagement | 0 | 0.03 | 0.06 | 0.09 | 0.12 | 0.15 | 0.251 | 0.359 | 0.47 | 0.585 | 0.703 | 0.823 | 0.945 | 1.068 | 1.193 | 1.322 | 1.458 | 1.59 | 1.721 | 1.847 | 1.967 | 2.083 | 2.195 | 2.301 | 2.405 | 2.5 | 2.57
Mill Hill and Hendon | Solar Generation | Gen_BB012 | All large Solar PV | MW | HydrogenEvolution | 0 | 0.03 | 0.06 | 0.09 | 0.12 | 0.15 | 0.251 | 0.359 | 0.47 | 0.585 | 0.703 | 0.823 | 0.945 | 1.068 | 1.193 | 1.322 | 1.458 | 1.59 | 1.721 | 1.847 | 1.967 | 2.083 | 2.195 | 2.301 | 2.405 | 2.5 | 2.57
Norwich | Solar Generation | Gen_BB012 | All large Solar PV | MW | HolisticTransition | 206.297 | 247.527 | 288.756 | 329.986 | 371.215 | 412.444 | 471.661 | 530.896 | 589.263 | 646.687 | 702.489 | 756.621 | 809.219 | 860.384 | 910.332 | 960.092 | 1011.128 | 1062.342 | 1113.113 | 1163.246 | 1212.485 | 1260.727 | 1307.882 | 1353.876 | 1398.654 | 1442.204 | 1474.053
Norwich | Solar Generation | Gen_BB012 | All large Solar PV | MW | FallingBehind | 206.297 | 215.46 | 224.622 | 233.784 | 242.946 | 252.108 | 258.794 | 266.721 | 276.037 | 286.853 | 299.248 | 313.293 | 329.02 | 346.32 | 365.251 | 387.443 | 414.118 | 442.481 | 471.678 | 501.576 | 531.603 | 561.525 | 591.331 | 621.006 | 650.522 | 679.841 | 701.61
Norwich | Solar Generation | Gen_BB012 | All large Solar PV | MW | ElectricEngagement | 206.297 | 233.784 | 261.27 | 288.756 | 316.243 | 343.729 | 377.741 | 413.791 | 451.248 | 489.706 | 529.184 | 569.525 | 610.54 | 651.963 | 693.758 | 737.288 | 782.724 | 827.546 | 871.186 | 913.493 | 954.182 | 993.198 | 1030.567 | 1066.335 | 1100.538 | 1133.222 | 1156.655
Norwich | Solar Generation | Gen_BB012 | All large Solar PV | MW | HydrogenEvolution | 206.297 | 233.784 | 261.27 | 288.756 | 316.243 | 343.729 | 377.741 | 413.791 | 451.248 | 489.706 | 529.184 | 569.525 | 610.54 | 651.963 | 693.758 | 737.288 | 782.724 | 827.546 | 871.186 | 913.493 | 954.182 | 993.198 | 1030.567 | 1066.335 | 1100.538 | 1133.222 | 1156.655
Pelham and Wymondley | Solar Generation | Gen_BB012 | All large Solar PV | MW | HolisticTransition | 272.452 | 0 | 0 | 0 | 0 | 0 | 0 | 0 | 0 | 0 | 0 | 0 | 0 | 0 | 0 | 0 | 0 | 0 | 0 | 0 | 0 | 0 | 0 | 0 | 0 | 0 | 0
Pelham and Wymondley | Solar Generation | Gen_BB012 | All large Solar PV | MW | FallingBehind | 272.452 | 0 | 0 | 0 | 0 | 0 | 0 | 0 | 0 | 0 | 0 | 0 | 0 | 0 | 0 | 0 | 0 | 0 | 0 | 0 | 0 | 0 | 0 | 0 | 0 | 0 | 0
Pelham and Wymondley | Solar Generation | Gen_BB012 | All large Solar PV | MW | ElectricEngagement | 272.452 | 0 | 0 | 0 | 0 | 0 | 0 | 0 | 0 | 0 | 0 | 0 | 0 | 0 | 0 | 0 | 0 | 0 | 0 | 0 | 0 | 0 | 0 | 0 | 0 | 0 | 0
Pelham and Wymondley | Solar Generation | Gen_BB012 | All large Solar PV | MW | HydrogenEvolution | 272.452 | 0 | 0 | 0 | 0 | 0 | 0 | 0 | 0 | 0 | 0 | 0 | 0 | 0 | 0 | 0 | 0 | 0 | 0 | 0 | 0 | 0 | 0 | 0 | 0 | 0 | 0
Pelham and Wymondley and Twinstead Green | Solar Generation | Gen_BB012 | All large Solar PV | MW | HolisticTransition | 0 | 275.612 | 278.138 | 280.664 | 283.19 | 285.716 | 315.623 | 345.543 | 375.019 | 404.024 | 432.208 | 459.547 | 486.113 | 511.95 | 537.181 | 562.31 | 588.087 | 613.955 | 639.598 | 664.917 | 689.786 | 714.152 | 737.967 | 761.193 | 783.817 | 805.81 | 821.888
Pelham and Wymondley and Twinstead Green | Solar Generation | Gen_BB012 | All large Solar PV | MW | FallingBehind | 0 | 273.647 | 274.209 | 274.77 | 275.331 | 275.893 | 279.268 | 283.271 | 287.975 | 293.436 | 299.699 | 306.793 | 314.738 | 323.475 | 333.033 | 344.241 | 357.715 | 372.043 | 386.783 | 401.883 | 417.053 | 432.162 | 447.216 | 462.208 | 477.111 | 491.917 | 502.912
Pelham and Wymondley and Twinstead Green | Solar Generation | Gen_BB012 | All large Solar PV | MW | ElectricEngagement | 0 | 274.77 | 276.454 | 278.138 | 279.822 | 281.506 | 298.684 | 316.898 | 335.812 | 355.238 | 375.174 | 395.551 | 416.266 | 437.19 | 458.297 | 480.282 | 503.23 | 525.867 | 547.908 | 569.278 | 589.825 | 609.529 | 628.402 | 646.473 | 663.745 | 680.249 | 692.086
Pelham and Wymondley and Twinstead Green | Solar Generation | Gen_BB012 | All large Solar PV | MW | HydrogenEvolution | 0 | 274.77 | 276.454 | 278.138 | 279.822 | 281.506 | 298.684 | 316.898 | 335.812 | 355.238 | 375.174 | 395.551 | 416.266 | 437.19 | 458.297 | 480.282 | 503.23 | 525.867 | 547.908 | 569.278 | 589.825 | 609.529 | 628.402 | 646.473 | 663.745 | 680.249 | 692.086
Rayleigh | Solar Generation | Gen_BB012 | All large Solar PV | MW | HolisticTransition | 100.768 | 138.588 | 176.407 | 214.226 | 252.046 | 289.865 | 321.924 | 353.996 | 385.591 | 416.678 | 446.889 | 476.191 | 504.669 | 532.367 | 559.411 | 586.35 | 613.98 | 641.708 | 669.193 | 696.333 | 722.992 | 749.106 | 774.637 | 799.535 | 823.78 | 847.351 | 864.594
Rayleigh | Solar Generation | Gen_BB012 | All large Solar PV | MW | FallingBehind | 100.768 | 109.173 | 117.577 | 125.981 | 134.386 | 142.79 | 146.408 | 150.7 | 155.747 | 161.6 | 168.315 | 175.918 | 184.433 | 193.793 | 204.043 | 216.058 | 230.501 | 245.854 | 261.662 | 277.848 | 294.1 | 310.3 | 326.436 | 342.506 | 358.478 | 374.353 | 386.14
Rayleigh | Solar Generation | Gen_BB012 | All large Solar PV | MW | ElectricEngagement | 100.768 | 125.981 | 151.194 | 176.407 | 201.62 | 226.833 | 245.243 | 264.768 | 285.041 | 305.86 | 327.235 | 349.076 | 371.281 | 393.702 | 416.333 | 439.901 | 464.493 | 488.759 | 512.387 | 535.29 | 557.318 | 578.44 | 598.67 | 618.038 | 636.55 | 654.246 | 666.934
Rayleigh | Solar Generation | Gen_BB012 | All large Solar PV | MW | HydrogenEvolution | 100.768 | 125.981 | 151.194 | 176.407 | 201.62 | 226.833 | 245.243 | 264.768 | 285.041 | 305.86 | 327.235 | 349.076 | 371.281 | 393.702 | 416.333 | 439.901 | 464.493 | 488.759 | 512.387 | 535.29 | 557.318 | 578.44 | 598.67 | 618.038 | 636.55 | 654.246 | 666.934
Rye House | Solar Generation | Gen_BB012 | All large Solar PV | MW | HolisticTransition | 1.886 | 21.756 | 41.626 | 61.496 | 81.366 | 101.236 | 113.28 | 125.323 | 137.198 | 148.874 | 160.225 | 171.23 | 181.926 | 192.332 | 202.492 | 212.61 | 222.993 | 233.407 | 243.731 | 253.923 | 263.94 | 273.75 | 283.34 | 292.692 | 301.802 | 310.656 | 317.132
Rye House | Solar Generation | Gen_BB012 | All large Solar PV | MW | FallingBehind | 1.886 | 6.301 | 10.717 | 15.132 | 19.548 | 23.963 | 25.321 | 26.937 | 28.832 | 31.03 | 33.551 | 36.407 | 39.605 | 43.126 | 46.973 | 51.486 | 56.912 | 62.682 | 68.618 | 74.697 | 80.801 | 86.888 | 92.95 | 98.988 | 104.992 | 110.952 | 115.377
Rye House | Solar Generation | Gen_BB012 | All large Solar PV | MW | ElectricEngagement | 1.886 | 15.132 | 28.379 | 41.626 | 54.872 | 68.119 | 75.036 | 82.371 | 89.984 | 97.807 | 105.836 | 114.042 | 122.382 | 130.807 | 139.307 | 148.158 | 157.397 | 166.513 | 175.386 | 183.991 | 192.268 | 200.202 | 207.801 | 215.078 | 222.031 | 228.68 | 233.445
Rye House | Solar Generation | Gen_BB012 | All large Solar PV | MW | HydrogenEvolution | 1.886 | 15.132 | 28.379 | 41.626 | 54.872 | 68.119 | 75.036 | 82.371 | 89.984 | 97.807 | 105.836 | 114.042 | 122.382 | 130.807 | 139.307 | 148.158 | 157.397 | 166.513 | 175.386 | 183.991 | 192.268 | 200.202 | 207.801 | 215.078 | 222.031 | 228.68 | 233.445
Sundon | Solar Generation | Gen_BB012 | All large Solar PV | MW | HolisticTransition | 108.522 | 175.862 | 252.625 | 329.389 | 406.153 | 482.917 | 518.734 | 554.56 | 589.861 | 624.593 | 658.343 | 691.082 | 722.897 | 753.838 | 784.052 | 814.152 | 845.017 | 875.993 | 906.7 | 937.017 | 966.805 | 995.98 | 1024.502 | 1052.322 | 1079.404 | 1105.745 | 1125.007
Sundon | Solar Generation | Gen_BB012 | All large Solar PV | MW | FallingBehind | 108.522 | 116.156 | 133.215 | 150.274 | 167.332 | 184.391 | 188.432 | 193.227 | 198.866 | 205.405 | 212.905 | 221.398 | 230.914 | 241.377 | 252.825 | 266.245 | 282.378 | 299.535 | 317.19 | 335.278 | 353.436 | 371.533 | 389.559 | 407.513 | 425.366 | 443.089 | 456.259
Sundon | Solar Generation | Gen_BB012 | All large Solar PV | MW | ElectricEngagement | 108.522 | 150.274 | 201.45 | 252.625 | 303.801 | 354.977 | 375.55 | 397.36 | 420.01 | 443.269 | 467.151 | 491.55 | 516.358 | 541.408 | 566.684 | 593.016 | 620.499 | 647.607 | 674.001 | 699.594 | 724.2 | 747.796 | 770.401 | 792.036 | 812.723 | 832.488 | 846.664
Sundon | Solar Generation | Gen_BB012 | All large Solar PV | MW | HydrogenEvolution | 108.522 | 150.274 | 201.45 | 252.625 | 303.801 | 354.977 | 375.55 | 397.36 | 420.01 | 443.269 | 467.151 | 491.55 | 516.358 | 541.408 | 566.684 | 593.016 | 620.499 | 647.607 | 674.001 | 699.594 | 724.2 | 747.796 | 770.401 | 792.036 | 812.723 | 832.488 | 846.664
Tilbury 1&7 | Solar Generation | Gen_BB012 | All large Solar PV | MW | HolisticTransition | 18.567 | 27.73 | 36.894 | 46.057 | 55.22 | 64.384 | 66.872 | 69.357 | 71.808 | 74.22 | 76.565 | 78.837 | 81.045 | 83.193 | 85.291 | 87.381 | 89.523 | 91.676 | 93.807 | 95.909 | 97.98 | 100.008 | 101.986 | 103.915 | 105.798 | 107.625 | 108.964
Tilbury 1&7 | Solar Generation | Gen_BB012 | All large Solar PV | MW | FallingBehind | 18.567 | 20.603 | 22.639 | 24.676 | 26.712 | 28.748 | 29.028 | 29.362 | 29.754 | 30.209 | 30.728 | 31.318 | 31.978 | 32.706 | 33.502 | 34.43 | 35.553 | 36.742 | 37.97 | 39.224 | 40.485 | 41.742 | 42.994 | 44.24 | 45.478 | 46.709 | 47.623
Tilbury 1&7 | Solar Generation | Gen_BB012 | All large Solar PV | MW | ElectricEngagement | 18.567 | 24.676 | 30.785 | 36.894 | 43.003 | 49.112 | 50.539 | 52.055 | 53.626 | 55.24 | 56.898 | 58.593 | 60.313 | 62.052 | 63.807 | 65.635 | 67.545 | 69.425 | 71.256 | 73.031 | 74.741 | 76.379 | 77.948 | 79.45 | 80.886 | 82.258 | 83.244
Tilbury 1&7 | Solar Generation | Gen_BB012 | All large Solar PV | MW | HydrogenEvolution | 18.567 | 24.676 | 30.785 | 36.894 | 43.003 | 49.112 | 50.539 | 52.055 | 53.626 | 55.24 | 56.898 | 58.593 | 60.313 | 62.052 | 63.807 | 65.635 | 67.545 | 69.425 | 71.256 | 73.031 | 74.741 | 76.379 | 77.948 | 79.45 | 80.886 | 82.258 | 83.244
Tilbury 2&8 | Solar Generation | Gen_BB012 | All large Solar PV | MW | HolisticTransition | 0.265 | 0.311 | 0.356 | 0.402 | 0.447 | 0.493 | 2.499 | 4.502 | 6.479 | 8.423 | 10.313 | 12.143 | 13.924 | 15.656 | 17.346 | 19.03 | 20.758 | 22.49 | 24.21 | 25.906 | 27.572 | 29.203 | 30.8 | 32.355 | 33.871 | 35.345 | 36.423
Tilbury 2&8 | Solar Generation | Gen_BB012 | All large Solar PV | MW | FallingBehind | 0.265 | 0.275 | 0.285 | 0.295 | 0.306 | 0.316 | 0.541 | 0.811 | 1.123 | 1.49 | 1.907 | 2.385 | 2.917 | 3.503 | 4.142 | 4.893 | 5.795 | 6.755 | 7.742 | 8.753 | 9.768 | 10.782 | 11.79 | 12.793 | 13.792 | 14.783 | 15.519
Tilbury 2&8 | Solar Generation | Gen_BB012 | All large Solar PV | MW | ElectricEngagement | 0.265 | 0.295 | 0.326 | 0.356 | 0.387 | 0.417 | 1.565 | 2.787 | 4.054 | 5.352 | 6.688 | 8.051 | 9.438 | 10.838 | 12.252 | 13.722 | 15.259 | 16.773 | 18.25 | 19.679 | 21.055 | 22.373 | 23.636 | 24.845 | 26 | 27.106 | 27.897
Tilbury 2&8 | Solar Generation | Gen_BB012 | All large Solar PV | MW | HydrogenEvolution | 0.265 | 0.295 | 0.326 | 0.356 | 0.387 | 0.417 | 1.565 | 2.787 | 4.054 | 5.352 | 6.688 | 8.051 | 9.438 | 10.838 | 12.252 | 13.722 | 15.259 | 16.773 | 18.25 | 19.679 | 21.055 | 22.373 | 23.636 | 24.845 | 26 | 27.106 | 27.897
Tottenham | Solar Generation | Gen_BB012 | All large Solar PV | MW | HolisticTransition | 0.754 | 0.835 | 0.915 | 0.995 | 1.075 | 1.155 | 1.802 | 2.45 | 3.088 | 3.715 | 4.325 | 4.918 | 5.493 | 6.052 | 6.597 | 7.141 | 7.7 | 8.259 | 8.813 | 9.361 | 9.9 | 10.428 | 10.944 | 11.446 | 11.937 | 12.412 | 12.76
Tottenham | Solar Generation | Gen_BB012 | All large Solar PV | MW | FallingBehind | 0.754 | 0.772 | 0.79 | 0.808 | 0.826 | 0.844 | 0.917 | 1.004 | 1.105 | 1.224 | 1.36 | 1.514 | 1.685 | 1.874 | 2.08 | 2.324 | 2.616 | 2.925 | 3.244 | 3.571 | 3.899 | 4.226 | 4.552 | 4.877 | 5.199 | 5.52 | 5.758
Tottenham | Solar Generation | Gen_BB012 | All large Solar PV | MW | ElectricEngagement | 0.754 | 0.808 | 0.861 | 0.915 | 0.968 | 1.022 | 1.392 | 1.787 | 2.196 | 2.617 | 3.047 | 3.489 | 3.937 | 4.391 | 4.847 | 5.323 | 5.819 | 6.309 | 6.786 | 7.249 | 7.694 | 8.12 | 8.528 | 8.919 | 9.292 | 9.652 | 9.907
Tottenham | Solar Generation | Gen_BB012 | All large Solar PV | MW | HydrogenEvolution | 0.754 | 0.808 | 0.861 | 0.915 | 0.968 | 1.022 | 1.392 | 1.787 | 2.196 | 2.617 | 3.047 | 3.489 | 3.937 | 4.391 | 4.847 | 5.323 | 5.819 | 6.309 | 6.786 | 7.249 | 7.694 | 8.12 | 8.528 | 8.919 | 9.292 | 9.652 | 9.907
Walpole | Solar Generation | Gen_BB012 | All large Solar PV | MW | HolisticTransition | 217.11 | 221.616 | 226.122 | 230.628 | 235.134 | 239.64 | 304.594 | 369.564 | 433.582 | 496.57 | 557.777 | 617.157 | 674.846 | 730.964 | 785.755 | 840.336 | 896.313 | 952.488 | 1008.177 | 1063.162 | 1117.18 | 1170.087 | 1221.816 | 1272.263 | 1321.383 | 1369.147 | 1404.077
Walpole | Solar Generation | Gen_BB012 | All large Solar PV | MW | FallingBehind | 217.11 | 218.111 | 219.112 | 220.114 | 221.115 | 222.116 | 229.451 | 238.148 | 248.365 | 260.225 | 273.823 | 289.232 | 306.479 | 325.453 | 346.218 | 370.561 | 399.817 | 430.929 | 462.956 | 495.752 | 528.678 | 561.501 | 594.194 | 626.747 | 659.125 | 691.273 | 715.156
Walpole | Solar Generation | Gen_BB012 | All large Solar PV | MW | ElectricEngagement | 217.11 | 220.114 | 223.118 | 226.122 | 229.126 | 232.13 | 269.437 | 308.98 | 350.059 | 392.245 | 435.547 | 479.8 | 524.781 | 570.223 | 616.062 | 663.813 | 713.649 | 762.81 | 810.68 | 857.085 | 901.713 | 944.506 | 985.498 | 1024.732 | 1062.248 | 1098.099 | 1123.8
Walpole | Solar Generation | Gen_BB012 | All large Solar PV | MW | HydrogenEvolution | 217.11 | 220.114 | 223.118 | 226.122 | 229.126 | 232.13 | 269.437 | 308.98 | 350.059 | 392.245 | 435.547 | 479.8 | 524.781 | 570.223 | 616.062 | 663.813 | 713.649 | 762.81 | 810.68 | 857.085 | 901.713 | 944.506 | 985.498 | 1024.732 | 1062.248 | 1098.099 | 1123.8
Warley | Solar Generation | Gen_BB012 | All large Solar PV | MW | HolisticTransition | 41.764 | 47.183 | 52.602 | 58.021 | 63.441 | 68.86 | 74.521 | 80.188 | 85.761 | 91.253 | 96.588 | 101.763 | 106.79 | 111.683 | 116.457 | 121.215 | 126.097 | 130.989 | 135.842 | 140.632 | 145.341 | 149.957 | 154.465 | 158.862 | 163.141 | 167.304 | 170.347
Warley | Solar Generation | Gen_BB012 | All large Solar PV | MW | FallingBehind | 41.764 | 42.968 | 44.172 | 45.376 | 46.581 | 47.785 | 48.422 | 49.182 | 50.074 | 51.106 | 52.293 | 53.634 | 55.138 | 56.79 | 58.602 | 60.726 | 63.275 | 65.984 | 68.776 | 71.633 | 74.506 | 77.361 | 80.216 | 83.051 | 85.872 | 88.674 | 90.755
Warley | Solar Generation | Gen_BB012 | All large Solar PV | MW | ElectricEngagement | 41.764 | 45.376 | 48.989 | 52.602 | 56.215 | 59.828 | 63.078 | 66.523 | 70.108 | 73.784 | 77.558 | 81.411 | 85.334 | 89.293 | 93.288 | 97.452 | 101.798 | 106.082 | 110.252 | 114.298 | 118.186 | 121.915 | 125.488 | 128.906 | 132.179 | 135.304 | 137.542
Warley | Solar Generation | Gen_BB012 | All large Solar PV | MW | HydrogenEvolution | 41.764 | 45.376 | 48.989 | 52.602 | 56.215 | 59.828 | 63.078 | 66.523 | 70.108 | 73.784 | 77.558 | 81.411 | 85.334 | 89.293 | 93.288 | 97.452 | 101.798 | 106.082 | 110.252 | 114.298 | 118.186 | 121.915 | 125.488 | 128.906 | 132.179 | 135.304 | 137.542
Watford South 2 and 4 | Solar Generation | Gen_BB012 | All large Solar PV | MW | HolisticTransition | 0.384 | 0.774 | 1.165 | 1.555 | 1.946 | 2.336 | 3.502 | 4.668 | 5.816 | 6.948 | 8.045 | 9.11 | 10.145 | 11.154 | 12.136 | 13.117 | 14.121 | 15.128 | 16.129 | 17.115 | 18.085 | 19.035 | 19.962 | 20.869 | 21.749 | 22.607 | 23.236
Watford South 2 and 4 | Solar Generation | Gen_BB012 | All large Solar PV | MW | FallingBehind | 0.384 | 0.471 | 0.558 | 0.644 | 0.731 | 0.818 | 0.949 | 1.105 | 1.288 | 1.502 | 1.746 | 2.022 | 2.332 | 2.671 | 3.045 | 3.482 | 4.007 | 4.566 | 5.139 | 5.727 | 6.321 | 6.907 | 7.496 | 8.08 | 8.661 | 9.238 | 9.666
Watford South 2 and 4 | Solar Generation | Gen_BB012 | All large Solar PV | MW | ElectricEngagement | 0.384 | 0.644 | 0.905 | 1.165 | 1.425 | 1.685 | 2.354 | 3.063 | 3.802 | 4.559 | 5.336 | 6.132 | 6.937 | 7.753 | 8.575 | 9.434 | 10.329 | 11.21 | 12.066 | 12.902 | 13.703 | 14.472 | 15.205 | 15.91 | 16.582 | 17.226 | 17.687
Watford South 2 and 4 | Solar Generation | Gen_BB012 | All large Solar PV | MW | HydrogenEvolution | 0.384 | 0.644 | 0.905 | 1.165 | 1.425 | 1.685 | 2.354 | 3.063 | 3.802 | 4.559 | 5.336 | 6.132 | 6.937 | 7.753 | 8.575 | 9.434 | 10.329 | 11.21 | 12.066 | 12.902 | 13.703 | 14.472 | 15.205 | 15.91 | 16.582 | 17.226 | 17.687
West Thurrock | Solar Generation | Gen_BB012 | All large Solar PV | MW | HolisticTransition | 0 | 0 | 0 | 0 | 0 | 0 | 0.061 | 0.121 | 0.18 | 0.24 | 0.297 | 0.352 | 0.406 | 0.458 | 0.509 | 0.56 | 0.613 | 0.665 | 0.717 | 0.768 | 0.819 | 0.868 | 0.917 | 0.963 | 1.009 | 1.054 | 1.086
West Thurrock | Solar Generation | Gen_BB012 | All large Solar PV | MW | FallingBehind | 0 | 0 | 0 | 0 | 0 | 0 | 0.007 | 0.016 | 0.024 | 0.036 | 0.048 | 0.063 | 0.079 | 0.096 | 0.116 | 0.139 | 0.166 | 0.195 | 0.225 | 0.256 | 0.287 | 0.317 | 0.348 | 0.377 | 0.408 | 0.438 | 0.46
West Thurrock | Solar Generation | Gen_BB012 | All large Solar PV | MW | ElectricEngagement | 0 | 0 | 0 | 0 | 0 | 0 | 0.035 | 0.072 | 0.11 | 0.15 | 0.19 | 0.231 | 0.273 | 0.316 | 0.359 | 0.403 | 0.45 | 0.496 | 0.541 | 0.583 | 0.626 | 0.665 | 0.704 | 0.74 | 0.775 | 0.808 | 0.833
West Thurrock | Solar Generation | Gen_BB012 | All large Solar PV | MW | HydrogenEvolution | 0 | 0 | 0 | 0 | 0 | 0 | 0.035 | 0.072 | 0.11 | 0.15 | 0.19 | 0.231 | 0.273 | 0.316 | 0.359 | 0.403 | 0.45 | 0.496 | 0.541 | 0.583 | 0.626 | 0.665 | 0.704 | 0.74 | 0.775 | 0.808 | 0.833
Willesden | Solar Generation | Gen_BB012 | All large Solar PV | MW | HolisticTransition | 0 | 0.035 | 0.069 | 0.104 | 0.138 | 0.173 | 0.173 | 0.173 | 0.173 | 0.173 | 0.173 | 0.173 | 0.173 | 0.173 | 0.173 | 0.173 | 0.173 | 0.173 | 0.173 | 0.173 | 0.173 | 0.173 | 0.173 | 0.173 | 0.173 | 0.173 | 0.173
Willesden | Solar Generation | Gen_BB012 | All large Solar PV | MW | FallingBehind | 0 | 0.008 | 0.015 | 0.023 | 0.031 | 0.038 | 0.038 | 0.038 | 0.038 | 0.038 | 0.038 | 0.038 | 0.038 | 0.038 | 0.038 | 0.038 | 0.038 | 0.038 | 0.038 | 0.038 | 0.038 | 0.038 | 0.038 | 0.038 | 0.038 | 0.038 | 0.038
Willesden | Solar Generation | Gen_BB012 | All large Solar PV | MW | ElectricEngagement | 0 | 0.023 | 0.046 | 0.069 | 0.092 | 0.115 | 0.115 | 0.115 | 0.115 | 0.115 | 0.115 | 0.115 | 0.115 | 0.115 | 0.115 | 0.115 | 0.115 | 0.115 | 0.115 | 0.115 | 0.115 | 0.115 | 0.115 | 0.115 | 0.115 | 0.115 | 0.115
Willesden | Solar Generation | Gen_BB012 | All large Solar PV | MW | HydrogenEvolution | 0 | 0.023 | 0.046 | 0.069 | 0.092 | 0.115 | 0.115 | 0.115 | 0.115 | 0.115 | 0.115 | 0.115 | 0.115 | 0.115 | 0.115 | 0.115 | 0.115 | 0.115 | 0.115 | 0.115 | 0.115 | 0.115 | 0.115 | 0.115 | 0.115 | 0.115 | 0.115
Amersham | Wind Generation | Gen_BB015 | Onshore Wind >= 1MW | MW | HolisticTransition | 0 | 0 | 0 | 0 | 0 | 0 | 0.199 | 0.412 | 0.665 | 0.904 | 1.158 | 1.364 | 1.596 | 1.83 | 2.069 | 2.304 | 2.517 | 2.762 | 2.975 | 3.23 | 3.474 | 3.71 | 3.947 | 4.198 | 4.458 | 4.704 | 4.987
Amersham | Wind Generation | Gen_BB015 | Onshore Wind >= 1MW | MW | FallingBehind | 0 | 0 | 0 | 0 | 0 | 0 | 0.199 | 0.412 | 0.665 | 0.904 | 1.158 | 1.364 | 1.596 | 1.83 | 2.069 | 2.304 | 2.517 | 2.762 | 2.975 | 3.23 | 3.474 | 3.71 | 3.947 | 4.198 | 4.458 | 4.704 | 4.987
Amersham | Wind Generation | Gen_BB015 | Onshore Wind >= 1MW | MW | ElectricEngagement | 0 | 0 | 0 | 0 | 0 | 0 | 0.694 | 1.457 | 2.262 | 3.08 | 4.014 | 4.994 | 6.052 | 7.174 | 8.379 | 9.674 | 10.97 | 12.188 | 13.442 | 14.681 | 15.794 | 16.833 | 17.32 | 17.459 | 17.621 | 17.721 | 17.744
Amersham | Wind Generation | Gen_BB015 | Onshore Wind >= 1MW | MW | HydrogenEvolution | 0 | 0 | 0 | 0 | 0 | 0 | 0.199 | 0.412 | 0.665 | 0.904 | 1.158 | 1.364 | 1.596 | 1.83 | 2.069 | 2.304 | 2.517 | 2.762 | 2.975 | 3.23 | 3.474 | 3.71 | 3.947 | 4.198 | 4.458 | 4.704 | 4.987
Barking 132 | Wind Generation | Gen_BB015 | Onshore Wind >= 1MW | MW | HolisticTransition | 0 | 0 | 0 | 0 | 0 | 0 | 0.008 | 0.017 | 0.028 | 0.039 | 0.048 | 0.058 | 0.067 | 0.078 | 0.086 | 0.097 | 0.106 | 0.116 | 0.125 | 0.136 | 0.146 | 0.156 | 0.166 | 0.176 | 0.187 | 0.197 | 0.21
Barking 132 | Wind Generation | Gen_BB015 | Onshore Wind >= 1MW | MW | FallingBehind | 0 | 0 | 0 | 0 | 0 | 0 | 0.008 | 0.017 | 0.028 | 0.039 | 0.048 | 0.058 | 0.067 | 0.078 | 0.086 | 0.097 | 0.106 | 0.116 | 0.125 | 0.136 | 0.146 | 0.156 | 0.166 | 0.176 | 0.187 | 0.197 | 0.21
Barking 132 | Wind Generation | Gen_BB015 | Onshore Wind >= 1MW | MW | ElectricEngagement | 0 | 0 | 0 | 0 | 0 | 0 | 0.029 | 0.061 | 0.095 | 0.129 | 0.168 | 0.209 | 0.254 | 0.302 | 0.352 | 0.407 | 0.461 | 0.513 | 0.565 | 0.618 | 0.664 | 0.708 | 0.728 | 0.734 | 0.741 | 0.745 | 0.746
Barking 132 | Wind Generation | Gen_BB015 | Onshore Wind >= 1MW | MW | HydrogenEvolution | 0 | 0 | 0 | 0 | 0 | 0 | 0.008 | 0.017 | 0.028 | 0.039 | 0.048 | 0.058 | 0.067 | 0.078 | 0.086 | 0.097 | 0.106 | 0.116 | 0.125 | 0.136 | 0.146 | 0.156 | 0.166 | 0.176 | 0.187 | 0.197 | 0.21
Barking West (EPN) | Wind Generation | Gen_BB015 | Onshore Wind >= 1MW | MW | HolisticTransition | 0 | 0 | 0 | 0 | 0 | 0 | 0 | 0 | 0 | 0 | 0 | 0 | 0 | 0 | 0 | 0 | 0 | 0 | 0 | 0 | 0 | 0 | 0 | 0 | 0 | 0 | 0
Barking West (EPN) | Wind Generation | Gen_BB015 | Onshore Wind >= 1MW | MW | FallingBehind | 0 | 0 | 0 | 0 | 0 | 0 | 0 | 0 | 0 | 0 | 0 | 0 | 0 | 0 | 0 | 0 | 0 | 0 | 0 | 0 | 0 | 0 | 0 | 0 | 0 | 0 | 0
Barking West (EPN) | Wind Generation | Gen_BB015 | Onshore Wind >= 1MW | MW | ElectricEngagement | 0 | 0 | 0 | 0 | 0 | 0 | 0 | 0 | 0 | 0 | 0 | 0 | 0 | 0 | 0 | 0 | 0 | 0 | 0 | 0.001 | 0.001 | 0.001 | 0.001 | 0.001 | 0.001 | 0.001 | 0.001
Barking West (EPN) | Wind Generation | Gen_BB015 | Onshore Wind >= 1MW | MW | HydrogenEvolution | 0 | 0 | 0 | 0 | 0 | 0 | 0 | 0 | 0 | 0 | 0 | 0 | 0 | 0 | 0 | 0 | 0 | 0 | 0 | 0 | 0 | 0 | 0 | 0 | 0 | 0 | 0
Biggleswade | Wind Generation | Gen_BB015 | Onshore Wind >= 1MW | MW | HolisticTransition | 0 | 0 | 0 | 0 | 0 | 0 | 0.022 | 0.047 | 0.078 | 0.106 | 0.135 | 0.16 | 0.187 | 0.214 | 0.242 | 0.27 | 0.295 | 0.323 | 0.349 | 0.378 | 0.407 | 0.435 | 0.462 | 0.492 | 0.521 | 0.552 | 0.585
Biggleswade | Wind Generation | Gen_BB015 | Onshore Wind >= 1MW | MW | FallingBehind | 0 | 0 | 0 | 0 | 0 | 0 | 0.022 | 0.047 | 0.078 | 0.106 | 0.135 | 0.16 | 0.187 | 0.214 | 0.242 | 0.27 | 0.295 | 0.323 | 0.349 | 0.378 | 0.407 | 0.435 | 0.462 | 0.492 | 0.521 | 0.552 | 0.585
Biggleswade | Wind Generation | Gen_BB015 | Onshore Wind >= 1MW | MW | ElectricEngagement | 0 | 0 | 0 | 0 | 0 | 0 | 0.082 | 0.172 | 0.266 | 0.362 | 0.471 | 0.586 | 0.71 | 0.842 | 0.983 | 1.134 | 1.286 | 1.429 | 1.577 | 1.722 | 1.852 | 1.974 | 2.031 | 2.047 | 2.066 | 2.079 | 2.081
Biggleswade | Wind Generation | Gen_BB015 | Onshore Wind >= 1MW | MW | HydrogenEvolution | 0 | 0 | 0 | 0 | 0 | 0 | 0.022 | 0.047 | 0.078 | 0.106 | 0.135 | 0.16 | 0.187 | 0.214 | 0.242 | 0.27 | 0.295 | 0.323 | 0.349 | 0.378 | 0.407 | 0.435 | 0.462 | 0.492 | 0.521 | 0.552 | 0.585
Bourne | Wind Generation | Gen_BB015 | Onshore Wind >= 1MW | MW | HolisticTransition | 0 | 0 | 0 | 0 | 0 | 0 | 0 | 0 | 0 | 0 | 0 | 0 | 0 | 0 | 0 | 0 | 0 | 0 | 0 | 0 | 0 | 0 | 0 | 0 | 0 | 0 | 0
Bourne | Wind Generation | Gen_BB015 | Onshore Wind >= 1MW | MW | FallingBehind | 0 | 0 | 0 | 0 | 0 | 0 | 0 | 0 | 0 | 0 | 0 | 0 | 0 | 0 | 0 | 0 | 0 | 0 | 0 | 0 | 0 | 0 | 0 | 0 | 0 | 0 | 0
Bourne | Wind Generation | Gen_BB015 | Onshore Wind >= 1MW | MW | ElectricEngagement | 0 | 0 | 0 | 0 | 0 | 0 | 0 | 0 | 0 | 0 | 0 | 0 | 0 | 0 | 0 | 0 | 0 | 0 | 0 | 0 | 0 | 0 | 0 | 0 | 0 | 0 | 0
Bourne | Wind Generation | Gen_BB015 | Onshore Wind >= 1MW | MW | HydrogenEvolution | 0 | 0 | 0 | 0 | 0 | 0 | 0 | 0 | 0 | 0 | 0 | 0 | 0 | 0 | 0 | 0 | 0 | 0 | 0 | 0 | 0 | 0 | 0 | 0 | 0 | 0 | 0
Braintree | Wind Generation | Gen_BB015 | Onshore Wind >= 1MW | MW | HolisticTransition | 0 | 0 | 0 | 0 | 0 | 0 | 0.159 | 0.331 | 0.534 | 0.726 | 0.926 | 1.093 | 1.279 | 1.468 | 1.658 | 1.847 | 2.017 | 2.215 | 2.386 | 2.589 | 2.783 | 2.976 | 3.164 | 3.366 | 3.573 | 3.773 | 3.999
Braintree | Wind Generation | Gen_BB015 | Onshore Wind >= 1MW | MW | FallingBehind | 0 | 0 | 0 | 0 | 0 | 0 | 0.159 | 0.331 | 0.534 | 0.726 | 0.926 | 1.093 | 1.279 | 1.468 | 1.658 | 1.847 | 2.017 | 2.215 | 2.386 | 2.589 | 2.783 | 2.976 | 3.164 | 3.366 | 3.573 | 3.773 | 3.999
Braintree | Wind Generation | Gen_BB015 | Onshore Wind >= 1MW | MW | ElectricEngagement | 0 | 0 | 0 | 0 | 0 | 0 | 0.555 | 1.166 | 1.813 | 2.468 | 3.216 | 4.003 | 4.85 | 5.749 | 6.715 | 7.754 | 8.794 | 9.767 | 10.773 | 11.766 | 12.658 | 13.491 | 13.882 | 13.992 | 14.122 | 14.207 | 14.222
Braintree | Wind Generation | Gen_BB015 | Onshore Wind >= 1MW | MW | HydrogenEvolution | 0 | 0 | 0 | 0 | 0 | 0 | 0.159 | 0.331 | 0.534 | 0.726 | 0.926 | 1.093 | 1.279 | 1.468 | 1.658 | 1.847 | 2.017 | 2.215 | 2.386 | 2.589 | 2.783 | 2.976 | 3.164 | 3.366 | 3.573 | 3.773 | 3.999
Bramford | Wind Generation | Gen_BB015 | Onshore Wind >= 1MW | MW | HolisticTransition | 40.9 | 40.98 | 41.06 | 41.14 | 41.22 | 41.3 | 45.585 | 50.224 | 55.699 | 60.897 | 66.353 | 70.814 | 75.831 | 80.954 | 86.084 | 91.212 | 95.841 | 101.127 | 105.748 | 111.245 | 116.531 | 121.658 | 126.778 | 132.225 | 137.846 | 143.176 | 149.335
Bramford | Wind Generation | Gen_BB015 | Onshore Wind >= 1MW | MW | FallingBehind | 40.9 | 40.98 | 41.06 | 41.14 | 41.22 | 41.3 | 45.585 | 50.224 | 55.699 | 60.897 | 66.353 | 70.814 | 75.831 | 80.954 | 86.084 | 91.212 | 95.841 | 101.127 | 105.748 | 111.245 | 116.531 | 121.658 | 126.778 | 132.225 | 137.846 | 143.176 | 149.335
Bramford | Wind Generation | Gen_BB015 | Onshore Wind >= 1MW | MW | ElectricEngagement | 40.9 | 41.26 | 41.62 | 41.98 | 42.34 | 42.7 | 57.74 | 74.274 | 91.704 | 109.428 | 129.66 | 150.84 | 173.809 | 198.104 | 224.174 | 252.218 | 280.331 | 306.709 | 333.855 | 360.703 | 384.821 | 407.313 | 417.875 | 420.863 | 424.392 | 426.607 | 427.029
Bramford | Wind Generation | Gen_BB015 | Onshore Wind >= 1MW | MW | HydrogenEvolution | 40.9 | 40.98 | 41.06 | 41.14 | 41.22 | 41.3 | 45.585 | 50.224 | 55.699 | 60.897 | 66.353 | 70.814 | 75.831 | 80.954 | 86.084 | 91.212 | 95.841 | 101.127 | 105.748 | 111.245 | 116.531 | 121.658 | 126.778 | 132.225 | 137.846 | 143.176 | 149.335
Brimsdown (EPN) | Wind Generation | Gen_BB015 | Onshore Wind >= 1MW | MW | HolisticTransition | 0 | 0 | 0 | 0 | 0 | 0 | 0.143 | 0.299 | 0.481 | 0.655 | 0.839 | 0.987 | 1.154 | 1.325 | 1.499 | 1.67 | 1.822 | 2 | 2.154 | 2.338 | 2.513 | 2.685 | 2.858 | 3.038 | 3.224 | 3.403 | 3.61
Brimsdown (EPN) | Wind Generation | Gen_BB015 | Onshore Wind >= 1MW | MW | FallingBehind | 0 | 0 | 0 | 0 | 0 | 0 | 0.143 | 0.299 | 0.481 | 0.655 | 0.839 | 0.987 | 1.154 | 1.325 | 1.499 | 1.67 | 1.822 | 2 | 2.154 | 2.338 | 2.513 | 2.685 | 2.858 | 3.038 | 3.224 | 3.403 | 3.61
Brimsdown (EPN) | Wind Generation | Gen_BB015 | Onshore Wind >= 1MW | MW | ElectricEngagement | 0 | 0 | 0 | 0 | 0 | 0 | 0.505 | 1.052 | 1.636 | 2.226 | 2.904 | 3.613 | 4.378 | 5.187 | 6.059 | 6.994 | 7.934 | 8.813 | 9.72 | 10.617 | 11.422 | 12.176 | 12.524 | 12.626 | 12.744 | 12.817 | 12.832
Brimsdown (EPN) | Wind Generation | Gen_BB015 | Onshore Wind >= 1MW | MW | HydrogenEvolution | 0 | 0 | 0 | 0 | 0 | 0 | 0.143 | 0.299 | 0.481 | 0.655 | 0.839 | 0.987 | 1.154 | 1.325 | 1.499 | 1.67 | 1.822 | 2 | 2.154 | 2.338 | 2.513 | 2.685 | 2.858 | 3.038 | 3.224 | 3.403 | 3.61
Burwell | Wind Generation | Gen_BB015 | Onshore Wind >= 1MW | MW | HolisticTransition | 30.76 | 30.76 | 30.76 | 30.76 | 30.76 | 30.76 | 31.045 | 31.352 | 31.714 | 32.052 | 32.415 | 32.708 | 33.042 | 33.381 | 33.719 | 34.055 | 34.365 | 34.711 | 35.017 | 35.38 | 35.733 | 36.069 | 36.407 | 36.768 | 37.14 | 37.491 | 37.899
Burwell | Wind Generation | Gen_BB015 | Onshore Wind >= 1MW | MW | FallingBehind | 30.76 | 30.76 | 30.76 | 30.76 | 30.76 | 30.76 | 31.045 | 31.352 | 31.714 | 32.052 | 32.415 | 32.708 | 33.042 | 33.381 | 33.719 | 34.055 | 34.365 | 34.711 | 35.017 | 35.38 | 35.733 | 36.069 | 36.407 | 36.768 | 37.14 | 37.491 | 37.899
Burwell | Wind Generation | Gen_BB015 | Onshore Wind >= 1MW | MW | ElectricEngagement | 30.76 | 30.76 | 30.76 | 30.76 | 30.76 | 30.76 | 31.754 | 32.845 | 33.996 | 35.167 | 36.504 | 37.905 | 39.421 | 41.027 | 42.75 | 44.604 | 46.462 | 48.205 | 49.998 | 51.77 | 53.364 | 54.849 | 55.551 | 55.745 | 55.978 | 56.123 | 56.153
Burwell | Wind Generation | Gen_BB015 | Onshore Wind >= 1MW | MW | HydrogenEvolution | 30.76 | 30.76 | 30.76 | 30.76 | 30.76 | 30.76 | 31.045 | 31.352 | 31.714 | 32.052 | 32.415 | 32.708 | 33.042 | 33.381 | 33.719 | 34.055 | 34.365 | 34.711 | 35.017 | 35.38 | 35.733 | 36.069 | 36.407 | 36.768 | 37.14 | 37.491 | 37.899
Eaton Socon | Wind Generation | Gen_BB015 | Onshore Wind >= 1MW | MW | HolisticTransition | 51.05 | 51.296 | 51.542 | 51.788 | 52.034 | 52.28 | 52.827 | 53.43 | 54.129 | 54.798 | 55.496 | 56.073 | 56.714 | 57.373 | 58.033 | 58.69 | 59.285 | 59.964 | 60.555 | 61.265 | 61.939 | 62.602 | 63.256 | 63.955 | 64.679 | 65.363 | 66.154
Eaton Socon | Wind Generation | Gen_BB015 | Onshore Wind >= 1MW | MW | FallingBehind | 51.05 | 51.296 | 51.542 | 51.788 | 52.034 | 52.28 | 52.827 | 53.43 | 54.129 | 54.798 | 55.496 | 56.073 | 56.714 | 57.373 | 58.033 | 58.69 | 59.285 | 59.964 | 60.555 | 61.265 | 61.939 | 62.602 | 63.256 | 63.955 | 64.679 | 65.363 | 66.154
Eaton Socon | Wind Generation | Gen_BB015 | Onshore Wind >= 1MW | MW | ElectricEngagement | 51.05 | 52.157 | 53.264 | 54.371 | 55.478 | 56.585 | 58.517 | 60.639 | 62.879 | 65.154 | 67.752 | 70.473 | 73.421 | 76.54 | 79.888 | 83.492 | 87.103 | 90.491 | 93.976 | 97.422 | 100.524 | 103.409 | 104.768 | 105.149 | 105.604 | 105.887 | 105.941
Eaton Socon | Wind Generation | Gen_BB015 | Onshore Wind >= 1MW | MW | HydrogenEvolution | 51.05 | 51.296 | 51.542 | 51.788 | 52.034 | 52.28 | 52.827 | 53.43 | 54.129 | 54.798 | 55.496 | 56.073 | 56.714 | 57.373 | 58.033 | 58.69 | 59.285 | 59.964 | 60.555 | 61.265 | 61.939 | 62.602 | 63.256 | 63.955 | 64.679 | 65.363 | 66.154
Elstree 1&2 and 8&9 and Watford South 3A&3B | Wind Generation | Gen_BB015 | Onshore Wind >= 1MW | MW | HolisticTransition | 0 | 0 | 0 | 0 | 0 | 0 | 0.148 | 0.307 | 0.5 | 0.678 | 0.866 | 1.019 | 1.193 | 1.369 | 1.543 | 1.722 | 1.881 | 2.066 | 2.224 | 2.414 | 2.592 | 2.771 | 2.949 | 3.135 | 3.329 | 3.511 | 3.725
Elstree 1&2 and 8&9 and Watford South 3A&3B | Wind Generation | Gen_BB015 | Onshore Wind >= 1MW | MW | FallingBehind | 0 | 0 | 0 | 0 | 0 | 0 | 0.148 | 0.307 | 0.5 | 0.678 | 0.866 | 1.019 | 1.193 | 1.369 | 1.543 | 1.722 | 1.881 | 2.066 | 2.224 | 2.414 | 2.592 | 2.771 | 2.949 | 3.135 | 3.329 | 3.511 | 3.725
Elstree 1&2 and 8&9 and Watford South 3A&3B | Wind Generation | Gen_BB015 | Onshore Wind >= 1MW | MW | ElectricEngagement | 0 | 0 | 0 | 0 | 0 | 0 | 0.518 | 1.091 | 1.692 | 2.301 | 3 | 3.728 | 4.523 | 5.354 | 6.256 | 7.224 | 8.192 | 9.105 | 10.039 | 10.962 | 11.794 | 12.57 | 12.934 | 13.039 | 13.158 | 13.238 | 13.249
Elstree 1&2 and 8&9 and Watford South 3A&3B | Wind Generation | Gen_BB015 | Onshore Wind >= 1MW | MW | HydrogenEvolution | 0 | 0 | 0 | 0 | 0 | 0 | 0.148 | 0.307 | 0.5 | 0.678 | 0.866 | 1.019 | 1.193 | 1.369 | 1.543 | 1.722 | 1.881 | 2.066 | 2.224 | 2.414 | 2.592 | 2.771 | 2.949 | 3.135 | 3.329 | 3.511 | 3.725
Elstree 3&4 | Wind Generation | Gen_BB015 | Onshore Wind >= 1MW | MW | HolisticTransition | 0 | 0 | 0 | 0 | 0 | 0 | 0.16 | 0.33 | 0.534 | 0.727 | 0.927 | 1.092 | 1.279 | 1.47 | 1.659 | 1.849 | 2.018 | 2.216 | 2.385 | 2.591 | 2.787 | 2.974 | 3.166 | 3.366 | 3.575 | 3.771 | 4.001
Elstree 3&4 | Wind Generation | Gen_BB015 | Onshore Wind >= 1MW | MW | FallingBehind | 0 | 0 | 0 | 0 | 0 | 0 | 0.16 | 0.33 | 0.534 | 0.727 | 0.927 | 1.092 | 1.279 | 1.47 | 1.659 | 1.849 | 2.018 | 2.216 | 2.385 | 2.591 | 2.787 | 2.974 | 3.166 | 3.366 | 3.575 | 3.771 | 4.001
Elstree 3&4 | Wind Generation | Gen_BB015 | Onshore Wind >= 1MW | MW | ElectricEngagement | 0 | 0 | 0 | 0 | 0 | 0 | 0.556 | 1.168 | 1.814 | 2.469 | 3.22 | 4.003 | 4.854 | 5.753 | 6.718 | 7.758 | 8.799 | 9.776 | 10.779 | 11.774 | 12.666 | 13.501 | 13.893 | 14.001 | 14.134 | 14.214 | 14.23
Elstree 3&4 | Wind Generation | Gen_BB015 | Onshore Wind >= 1MW | MW | HydrogenEvolution | 0 | 0 | 0 | 0 | 0 | 0 | 0.16 | 0.33 | 0.534 | 0.727 | 0.927 | 1.092 | 1.279 | 1.47 | 1.659 | 1.849 | 2.018 | 2.216 | 2.385 | 2.591 | 2.787 | 2.974 | 3.166 | 3.366 | 3.575 | 3.771 | 4.001
Grendon | Wind Generation | Gen_BB015 | Onshore Wind >= 1MW | MW | HolisticTransition | 0 | 0 | 0 | 0 | 0 | 0 | 0 | 0 | 0 | 0 | 0 | 0 | 0 | 0 | 0 | 0 | 0 | 0 | 0 | 0 | 0 | 0 | 0 | 0 | 0 | 0 | 0
Grendon | Wind Generation | Gen_BB015 | Onshore Wind >= 1MW | MW | FallingBehind | 0 | 0 | 0 | 0 | 0 | 0 | 0 | 0 | 0 | 0 | 0 | 0 | 0 | 0 | 0 | 0 | 0 | 0 | 0 | 0 | 0 | 0 | 0 | 0 | 0 | 0 | 0
Grendon | Wind Generation | Gen_BB015 | Onshore Wind >= 1MW | MW | ElectricEngagement | 0 | 0 | 0 | 0 | 0 | 0 | 0 | 0 | 0 | 0 | 0 | 0 | 0 | 0 | 0 | 0 | 0 | 0 | 0 | 0 | 0 | 0 | 0 | 0 | 0 | 0 | 0
Grendon | Wind Generation | Gen_BB015 | Onshore Wind >= 1MW | MW | HydrogenEvolution | 0 | 0 | 0 | 0 | 0 | 0 | 0 | 0 | 0 | 0 | 0 | 0 | 0 | 0 | 0 | 0 | 0 | 0 | 0 | 0 | 0 | 0 | 0 | 0 | 0 | 0 | 0
Mill Hill and Hendon | Wind Generation | Gen_BB015 | Onshore Wind >= 1MW | MW | HolisticTransition | 0 | 0 | 0 | 0 | 0 | 0 | 0.006 | 0.011 | 0.018 | 0.025 | 0.032 | 0.037 | 0.043 | 0.049 | 0.056 | 0.061 | 0.067 | 0.074 | 0.08 | 0.087 | 0.093 | 0.1 | 0.105 | 0.112 | 0.12 | 0.126 | 0.134
Mill Hill and Hendon | Wind Generation | Gen_BB015 | Onshore Wind >= 1MW | MW | FallingBehind | 0 | 0 | 0 | 0 | 0 | 0 | 0.006 | 0.011 | 0.018 | 0.025 | 0.032 | 0.037 | 0.043 | 0.049 | 0.056 | 0.061 | 0.067 | 0.074 | 0.08 | 0.087 | 0.093 | 0.1 | 0.105 | 0.112 | 0.12 | 0.126 | 0.134
Mill Hill and Hendon | Wind Generation | Gen_BB015 | Onshore Wind >= 1MW | MW | ElectricEngagement | 0 | 0 | 0 | 0 | 0 | 0 | 0.019 | 0.04 | 0.062 | 0.083 | 0.109 | 0.135 | 0.162 | 0.192 | 0.225 | 0.259 | 0.293 | 0.326 | 0.36 | 0.393 | 0.423 | 0.45 | 0.463 | 0.467 | 0.471 | 0.475 | 0.475
Mill Hill and Hendon | Wind Generation | Gen_BB015 | Onshore Wind >= 1MW | MW | HydrogenEvolution | 0 | 0 | 0 | 0 | 0 | 0 | 0.006 | 0.011 | 0.018 | 0.025 | 0.032 | 0.037 | 0.043 | 0.049 | 0.056 | 0.061 | 0.067 | 0.074 | 0.08 | 0.087 | 0.093 | 0.1 | 0.105 | 0.112 | 0.12 | 0.126 | 0.134
Norwich | Wind Generation | Gen_BB015 | Onshore Wind >= 1MW | MW | HolisticTransition | 89.3 | 89.3 | 89.3 | 89.3 | 89.3 | 89.3 | 91.065 | 92.967 | 95.215 | 97.348 | 99.59 | 101.421 | 103.482 | 105.587 | 107.696 | 109.797 | 111.696 | 113.866 | 115.766 | 118.032 | 120.198 | 122.303 | 124.4 | 126.64 | 128.948 | 131.139 | 133.669
Norwich | Wind Generation | Gen_BB015 | Onshore Wind >= 1MW | MW | FallingBehind | 89.3 | 89.3 | 89.3 | 89.3 | 89.3 | 89.3 | 91.065 | 92.967 | 95.215 | 97.348 | 99.59 | 101.421 | 103.482 | 105.587 | 107.696 | 109.797 | 111.696 | 113.866 | 115.766 | 118.032 | 120.198 | 122.303 | 124.4 | 126.64 | 128.948 | 131.139 | 133.669
Norwich | Wind Generation | Gen_BB015 | Onshore Wind >= 1MW | MW | ElectricEngagement | 89.3 | 89.3 | 89.3 | 89.3 | 89.3 | 89.3 | 95.477 | 102.267 | 109.42 | 116.7 | 125.01 | 133.707 | 143.14 | 153.112 | 163.821 | 175.337 | 186.884 | 197.715 | 208.861 | 219.892 | 229.79 | 239.029 | 243.372 | 244.596 | 246.043 | 246.954 | 247.122
Norwich | Wind Generation | Gen_BB015 | Onshore Wind >= 1MW | MW | HydrogenEvolution | 89.3 | 89.3 | 89.3 | 89.3 | 89.3 | 89.3 | 91.065 | 92.967 | 95.215 | 97.348 | 99.59 | 101.421 | 103.482 | 105.587 | 107.696 | 109.797 | 111.696 | 113.866 | 115.766 | 118.032 | 120.198 | 122.303 | 124.4 | 126.64 | 128.948 | 131.139 | 133.669
Pelham and Wymondley | Wind Generation | Gen_BB015 | Onshore Wind >= 1MW | MW | HolisticTransition | 20.5 | 0 | 0 | 0 | 0 | 0 | 0 | 0 | 0 | 0 | 0 | 0 | 0 | 0 | 0 | 0 | 0 | 0 | 0 | 0 | 0 | 0 | 0 | 0 | 0 | 0 | 0
Pelham and Wymondley | Wind Generation | Gen_BB015 | Onshore Wind >= 1MW | MW | FallingBehind | 20.5 | 0 | 0 | 0 | 0 | 0 | 0 | 0 | 0 | 0 | 0 | 0 | 0 | 0 | 0 | 0 | 0 | 0 | 0 | 0 | 0 | 0 | 0 | 0 | 0 | 0 | 0
Pelham and Wymondley | Wind Generation | Gen_BB015 | Onshore Wind >= 1MW | MW | ElectricEngagement | 20.5 | 0 | 0 | 0 | 0 | 0 | 0 | 0 | 0 | 0 | 0 | 0 | 0 | 0 | 0 | 0 | 0 | 0 | 0 | 0 | 0 | 0 | 0 | 0 | 0 | 0 | 0
Pelham and Wymondley | Wind Generation | Gen_BB015 | Onshore Wind >= 1MW | MW | HydrogenEvolution | 20.5 | 0 | 0 | 0 | 0 | 0 | 0 | 0 | 0 | 0 | 0 | 0 | 0 | 0 | 0 | 0 | 0 | 0 | 0 | 0 | 0 | 0 | 0 | 0 | 0 | 0 | 0
Pelham and Wymondley and Twinstead Green | Wind Generation | Gen_BB015 | Onshore Wind >= 1MW | MW | HolisticTransition | 0 | 20.5 | 20.5 | 20.5 | 20.5 | 20.5 | 21.389 | 22.35 | 23.485 | 24.564 | 25.694 | 26.624 | 27.663 | 28.728 | 29.791 | 30.852 | 31.817 | 32.911 | 33.87 | 35.011 | 36.105 | 37.165 | 38.234 | 39.362 | 40.525 | 41.632 | 42.913
Pelham and Wymondley and Twinstead Green | Wind Generation | Gen_BB015 | Onshore Wind >= 1MW | MW | FallingBehind | 0 | 20.5 | 20.5 | 20.5 | 20.5 | 20.5 | 21.389 | 22.35 | 23.485 | 24.564 | 25.694 | 26.624 | 27.663 | 28.728 | 29.791 | 30.852 | 31.817 | 32.911 | 33.87 | 35.011 | 36.105 | 37.165 | 38.234 | 39.362 | 40.525 | 41.632 | 42.913
Pelham and Wymondley and Twinstead Green | Wind Generation | Gen_BB015 | Onshore Wind >= 1MW | MW | ElectricEngagement | 0 | 20.5 | 20.5 | 20.5 | 20.5 | 20.5 | 23.617 | 27.051 | 30.665 | 34.34 | 38.532 | 42.934 | 47.694 | 52.733 | 58.141 | 63.964 | 69.795 | 75.267 | 80.897 | 86.467 | 91.471 | 96.135 | 98.332 | 98.947 | 99.68 | 100.141 | 100.225
Pelham and Wymondley and Twinstead Green | Wind Generation | Gen_BB015 | Onshore Wind >= 1MW | MW | HydrogenEvolution | 0 | 20.5 | 20.5 | 20.5 | 20.5 | 20.5 | 21.389 | 22.35 | 23.485 | 24.564 | 25.694 | 26.624 | 27.663 | 28.728 | 29.791 | 30.852 | 31.817 | 32.911 | 33.87 | 35.011 | 36.105 | 37.165 | 38.234 | 39.362 | 40.525 | 41.632 | 42.913
Rayleigh | Wind Generation | Gen_BB015 | Onshore Wind >= 1MW | MW | HolisticTransition | 64.4 | 64.4 | 64.4 | 64.4 | 64.4 | 64.4 | 65.36 | 66.388 | 67.608 | 68.764 | 69.977 | 70.97 | 72.084 | 73.224 | 74.365 | 75.504 | 76.534 | 77.709 | 78.738 | 79.962 | 81.137 | 82.276 | 83.417 | 84.628 | 85.877 | 87.062 | 88.433
Rayleigh | Wind Generation | Gen_BB015 | Onshore Wind >= 1MW | MW | FallingBehind | 64.4 | 64.4 | 64.4 | 64.4 | 64.4 | 64.4 | 65.36 | 66.388 | 67.608 | 68.764 | 69.977 | 70.97 | 72.084 | 73.224 | 74.365 | 75.504 | 76.534 | 77.709 | 78.738 | 79.962 | 81.137 | 82.276 | 83.417 | 84.628 | 85.877 | 87.062 | 88.433
Rayleigh | Wind Generation | Gen_BB015 | Onshore Wind >= 1MW | MW | ElectricEngagement | 64.4 | 64.4 | 64.4 | 64.4 | 64.4 | 64.4 | 67.747 | 71.427 | 75.299 | 79.244 | 83.744 | 88.458 | 93.566 | 98.968 | 104.766 | 111.001 | 117.257 | 123.121 | 129.157 | 135.131 | 140.493 | 145.499 | 147.847 | 148.51 | 149.298 | 149.785 | 149.88
Rayleigh | Wind Generation | Gen_BB015 | Onshore Wind >= 1MW | MW | HydrogenEvolution | 64.4 | 64.4 | 64.4 | 64.4 | 64.4 | 64.4 | 65.36 | 66.388 | 67.608 | 68.764 | 69.977 | 70.97 | 72.084 | 73.224 | 74.365 | 75.504 | 76.534 | 77.709 | 78.738 | 79.962 | 81.137 | 82.276 | 83.417 | 84.628 | 85.877 | 87.062 | 88.433
Rye House | Wind Generation | Gen_BB015 | Onshore Wind >= 1MW | MW | HolisticTransition | 0 | 0 | 0 | 0 | 0 | 0 | 0.357 | 0.747 | 1.205 | 1.64 | 2.094 | 2.47 | 2.889 | 3.314 | 3.746 | 4.177 | 4.562 | 5.002 | 5.392 | 5.851 | 6.296 | 6.721 | 7.151 | 7.61 | 8.078 | 8.525 | 9.039
Rye House | Wind Generation | Gen_BB015 | Onshore Wind >= 1MW | MW | FallingBehind | 0 | 0 | 0 | 0 | 0 | 0 | 0.357 | 0.747 | 1.205 | 1.64 | 2.094 | 2.47 | 2.889 | 3.314 | 3.746 | 4.177 | 4.562 | 5.002 | 5.392 | 5.851 | 6.296 | 6.721 | 7.151 | 7.61 | 8.078 | 8.525 | 9.039
Rye House | Wind Generation | Gen_BB015 | Onshore Wind >= 1MW | MW | ElectricEngagement | 0 | 0 | 0 | 0 | 0 | 0 | 1.256 | 2.641 | 4.097 | 5.58 | 7.272 | 9.045 | 10.965 | 12.995 | 15.177 | 17.524 | 19.874 | 22.081 | 24.35 | 26.598 | 28.615 | 30.495 | 31.379 | 31.628 | 31.924 | 32.107 | 32.145
Rye House | Wind Generation | Gen_BB015 | Onshore Wind >= 1MW | MW | HydrogenEvolution | 0 | 0 | 0 | 0 | 0 | 0 | 0.357 | 0.747 | 1.205 | 1.64 | 2.094 | 2.47 | 2.889 | 3.314 | 3.746 | 4.177 | 4.562 | 5.002 | 5.392 | 5.851 | 6.296 | 6.721 | 7.151 | 7.61 | 8.078 | 8.525 | 9.039
Sundon | Wind Generation | Gen_BB015 | Onshore Wind >= 1MW | MW | HolisticTransition | 6 | 6.08 | 6.16 | 6.24 | 6.32 | 6.4 | 7.466 | 8.619 | 9.982 | 11.272 | 12.632 | 13.742 | 14.986 | 16.262 | 17.538 | 18.815 | 19.966 | 21.276 | 22.429 | 23.796 | 25.11 | 26.386 | 27.655 | 29.014 | 30.413 | 31.737 | 33.266
Sundon | Wind Generation | Gen_BB015 | Onshore Wind >= 1MW | MW | FallingBehind | 6 | 6.08 | 6.16 | 6.24 | 6.32 | 6.4 | 7.466 | 8.619 | 9.982 | 11.272 | 12.632 | 13.742 | 14.986 | 16.262 | 17.538 | 18.815 | 19.966 | 21.276 | 22.429 | 23.796 | 25.11 | 26.386 | 27.655 | 29.014 | 30.413 | 31.737 | 33.266
Sundon | Wind Generation | Gen_BB015 | Onshore Wind >= 1MW | MW | ElectricEngagement | 6 | 6.36 | 6.72 | 7.08 | 7.44 | 7.8 | 11.537 | 15.648 | 19.984 | 24.393 | 29.422 | 34.693 | 40.405 | 46.439 | 52.928 | 59.901 | 66.894 | 73.455 | 80.203 | 86.881 | 92.874 | 98.466 | 101.1 | 101.839 | 102.718 | 103.268 | 103.371
Sundon | Wind Generation | Gen_BB015 | Onshore Wind >= 1MW | MW | HydrogenEvolution | 6 | 6.08 | 6.16 | 6.24 | 6.32 | 6.4 | 7.466 | 8.619 | 9.982 | 11.272 | 12.632 | 13.742 | 14.986 | 16.262 | 17.538 | 18.815 | 19.966 | 21.276 | 22.429 | 23.796 | 25.11 | 26.386 | 27.655 | 29.014 | 30.413 | 31.737 | 33.266
Tilbury 1&7 | Wind Generation | Gen_BB015 | Onshore Wind >= 1MW | MW | HolisticTransition | 9.2 | 9.2 | 9.2 | 9.2 | 9.2 | 9.2 | 9.274 | 9.354 | 9.449 | 9.541 | 9.632 | 9.711 | 9.797 | 9.885 | 9.973 | 10.061 | 10.142 | 10.233 | 10.313 | 10.408 | 10.501 | 10.588 | 10.677 | 10.771 | 10.866 | 10.961 | 11.067
Tilbury 1&7 | Wind Generation | Gen_BB015 | Onshore Wind >= 1MW | MW | FallingBehind | 9.2 | 9.2 | 9.2 | 9.2 | 9.2 | 9.2 | 9.274 | 9.354 | 9.449 | 9.541 | 9.632 | 9.711 | 9.797 | 9.885 | 9.973 | 10.061 | 10.142 | 10.233 | 10.313 | 10.408 | 10.501 | 10.588 | 10.677 | 10.771 | 10.866 | 10.961 | 11.067
Tilbury 1&7 | Wind Generation | Gen_BB015 | Onshore Wind >= 1MW | MW | ElectricEngagement | 9.2 | 9.2 | 9.2 | 9.2 | 9.2 | 9.2 | 9.459 | 9.745 | 10.044 | 10.352 | 10.701 | 11.068 | 11.463 | 11.882 | 12.333 | 12.817 | 13.303 | 13.758 | 14.228 | 14.69 | 15.106 | 15.494 | 15.677 | 15.729 | 15.79 | 15.827 | 15.835
Tilbury 1&7 | Wind Generation | Gen_BB015 | Onshore Wind >= 1MW | MW | HydrogenEvolution | 9.2 | 9.2 | 9.2 | 9.2 | 9.2 | 9.2 | 9.274 | 9.354 | 9.449 | 9.541 | 9.632 | 9.711 | 9.797 | 9.885 | 9.973 | 10.061 | 10.142 | 10.233 | 10.313 | 10.408 | 10.501 | 10.588 | 10.677 | 10.771 | 10.866 | 10.961 | 11.067
Tilbury 2&8 | Wind Generation | Gen_BB015 | Onshore Wind >= 1MW | MW | HolisticTransition | 0 | 0 | 0 | 0 | 0 | 0 | 0.06 | 0.123 | 0.198 | 0.27 | 0.344 | 0.407 | 0.474 | 0.544 | 0.614 | 0.685 | 0.749 | 0.822 | 0.885 | 0.961 | 1.034 | 1.105 | 1.175 | 1.249 | 1.327 | 1.398 | 1.482
Tilbury 2&8 | Wind Generation | Gen_BB015 | Onshore Wind >= 1MW | MW | FallingBehind | 0 | 0 | 0 | 0 | 0 | 0 | 0.06 | 0.123 | 0.198 | 0.27 | 0.344 | 0.407 | 0.474 | 0.544 | 0.614 | 0.685 | 0.749 | 0.822 | 0.885 | 0.961 | 1.034 | 1.105 | 1.175 | 1.249 | 1.327 | 1.398 | 1.482
Tilbury 2&8 | Wind Generation | Gen_BB015 | Onshore Wind >= 1MW | MW | ElectricEngagement | 0 | 0 | 0 | 0 | 0 | 0 | 0.207 | 0.432 | 0.67 | 0.914 | 1.19 | 1.481 | 1.794 | 2.127 | 2.484 | 2.868 | 3.251 | 3.614 | 3.988 | 4.353 | 4.683 | 4.992 | 5.138 | 5.178 | 5.226 | 5.253 | 5.26
Tilbury 2&8 | Wind Generation | Gen_BB015 | Onshore Wind >= 1MW | MW | HydrogenEvolution | 0 | 0 | 0 | 0 | 0 | 0 | 0.06 | 0.123 | 0.198 | 0.27 | 0.344 | 0.407 | 0.474 | 0.544 | 0.614 | 0.685 | 0.749 | 0.822 | 0.885 | 0.961 | 1.034 | 1.105 | 1.175 | 1.249 | 1.327 | 1.398 | 1.482
Tottenham | Wind Generation | Gen_BB015 | Onshore Wind >= 1MW | MW | HolisticTransition | 0 | 0 | 0 | 0 | 0 | 0 | 0.019 | 0.041 | 0.066 | 0.089 | 0.114 | 0.133 | 0.156 | 0.179 | 0.202 | 0.225 | 0.246 | 0.27 | 0.29 | 0.316 | 0.34 | 0.362 | 0.386 | 0.41 | 0.435 | 0.459 | 0.487
Tottenham | Wind Generation | Gen_BB015 | Onshore Wind >= 1MW | MW | FallingBehind | 0 | 0 | 0 | 0 | 0 | 0 | 0.019 | 0.041 | 0.066 | 0.089 | 0.114 | 0.133 | 0.156 | 0.179 | 0.202 | 0.225 | 0.246 | 0.27 | 0.29 | 0.316 | 0.34 | 0.362 | 0.386 | 0.41 | 0.435 | 0.459 | 0.487
Tottenham | Wind Generation | Gen_BB015 | Onshore Wind >= 1MW | MW | ElectricEngagement | 0 | 0 | 0 | 0 | 0 | 0 | 0.068 | 0.142 | 0.22 | 0.3 | 0.391 | 0.487 | 0.59 | 0.7 | 0.817 | 0.943 | 1.069 | 1.188 | 1.311 | 1.433 | 1.54 | 1.642 | 1.689 | 1.702 | 1.719 | 1.729 | 1.73
Tottenham | Wind Generation | Gen_BB015 | Onshore Wind >= 1MW | MW | HydrogenEvolution | 0 | 0 | 0 | 0 | 0 | 0 | 0.019 | 0.041 | 0.066 | 0.089 | 0.114 | 0.133 | 0.156 | 0.179 | 0.202 | 0.225 | 0.246 | 0.27 | 0.29 | 0.316 | 0.34 | 0.362 | 0.386 | 0.41 | 0.435 | 0.459 | 0.487
Walpole | Wind Generation | Gen_BB015 | Onshore Wind >= 1MW | MW | HolisticTransition | 207.416 | 207.416 | 207.416 | 207.416 | 207.416 | 207.416 | 209.349 | 211.437 | 213.907 | 216.247 | 218.709 | 220.719 | 222.982 | 225.29 | 227.604 | 229.914 | 232.006 | 234.382 | 236.467 | 238.945 | 241.333 | 243.64 | 245.947 | 248.403 | 250.94 | 253.342 | 256.122
Walpole | Wind Generation | Gen_BB015 | Onshore Wind >= 1MW | MW | FallingBehind | 207.416 | 207.416 | 207.416 | 207.416 | 207.416 | 207.416 | 209.349 | 211.437 | 213.907 | 216.247 | 218.709 | 220.719 | 222.982 | 225.29 | 227.604 | 229.914 | 232.006 | 234.382 | 236.467 | 238.945 | 241.333 | 243.64 | 245.947 | 248.403 | 250.94 | 253.342 | 256.122
Walpole | Wind Generation | Gen_BB015 | Onshore Wind >= 1MW | MW | ElectricEngagement | 207.416 | 207.416 | 207.416 | 207.416 | 207.416 | 207.416 | 214.194 | 221.647 | 229.501 | 237.49 | 246.614 | 256.163 | 266.52 | 277.47 | 289.221 | 301.864 | 314.534 | 326.425 | 338.664 | 350.766 | 361.641 | 371.783 | 376.547 | 377.889 | 379.483 | 380.477 | 380.668
Walpole | Wind Generation | Gen_BB015 | Onshore Wind >= 1MW | MW | HydrogenEvolution | 207.416 | 207.416 | 207.416 | 207.416 | 207.416 | 207.416 | 209.349 | 211.437 | 213.907 | 216.247 | 218.709 | 220.719 | 222.982 | 225.29 | 227.604 | 229.914 | 232.006 | 234.382 | 236.467 | 238.945 | 241.333 | 243.64 | 245.947 | 248.403 | 250.94 | 253.342 | 256.122
Warley | Wind Generation | Gen_BB015 | Onshore Wind >= 1MW | MW | HolisticTransition | 0 | 0 | 0 | 0 | 0 | 0 | 0.17 | 0.352 | 0.564 | 0.774 | 0.984 | 1.161 | 1.357 | 1.559 | 1.76 | 1.962 | 2.146 | 2.352 | 2.536 | 2.749 | 2.956 | 3.157 | 3.358 | 3.576 | 3.794 | 4.002 | 4.248
Warley | Wind Generation | Gen_BB015 | Onshore Wind >= 1MW | MW | FallingBehind | 0 | 0 | 0 | 0 | 0 | 0 | 0.17 | 0.352 | 0.564 | 0.774 | 0.984 | 1.161 | 1.357 | 1.559 | 1.76 | 1.962 | 2.146 | 2.352 | 2.536 | 2.749 | 2.956 | 3.157 | 3.358 | 3.576 | 3.794 | 4.002 | 4.248
Warley | Wind Generation | Gen_BB015 | Onshore Wind >= 1MW | MW | ElectricEngagement | 0 | 0 | 0 | 0 | 0 | 0 | 0.589 | 1.235 | 1.92 | 2.615 | 3.412 | 4.244 | 5.148 | 6.103 | 7.126 | 8.227 | 9.329 | 10.367 | 11.433 | 12.487 | 13.433 | 14.318 | 14.734 | 14.848 | 14.987 | 15.073 | 15.09
Warley | Wind Generation | Gen_BB015 | Onshore Wind >= 1MW | MW | HydrogenEvolution | 0 | 0 | 0 | 0 | 0 | 0 | 0.17 | 0.352 | 0.564 | 0.774 | 0.984 | 1.161 | 1.357 | 1.559 | 1.76 | 1.962 | 2.146 | 2.352 | 2.536 | 2.749 | 2.956 | 3.157 | 3.358 | 3.576 | 3.794 | 4.002 | 4.248
Watford South 2 and 4 | Wind Generation | Gen_BB015 | Onshore Wind >= 1MW | MW | HolisticTransition | 0 | 0 | 0 | 0 | 0 | 0 | 0.035 | 0.073 | 0.118 | 0.161 | 0.204 | 0.241 | 0.283 | 0.323 | 0.366 | 0.407 | 0.444 | 0.487 | 0.527 | 0.57 | 0.613 | 0.654 | 0.695 | 0.741 | 0.787 | 0.83 | 0.879
Watford South 2 and 4 | Wind Generation | Gen_BB015 | Onshore Wind >= 1MW | MW | FallingBehind | 0 | 0 | 0 | 0 | 0 | 0 | 0.035 | 0.073 | 0.118 | 0.161 | 0.204 | 0.241 | 0.283 | 0.323 | 0.366 | 0.407 | 0.444 | 0.487 | 0.527 | 0.57 | 0.613 | 0.654 | 0.695 | 0.741 | 0.787 | 0.83 | 0.879
Watford South 2 and 4 | Wind Generation | Gen_BB015 | Onshore Wind >= 1MW | MW | ElectricEngagement | 0 | 0 | 0 | 0 | 0 | 0 | 0.124 | 0.257 | 0.398 | 0.544 | 0.707 | 0.882 | 1.068 | 1.266 | 1.478 | 1.706 | 1.935 | 2.151 | 2.37 | 2.588 | 2.785 | 2.969 | 3.054 | 3.079 | 3.108 | 3.126 | 3.129
Watford South 2 and 4 | Wind Generation | Gen_BB015 | Onshore Wind >= 1MW | MW | HydrogenEvolution | 0 | 0 | 0 | 0 | 0 | 0 | 0.035 | 0.073 | 0.118 | 0.161 | 0.204 | 0.241 | 0.283 | 0.323 | 0.366 | 0.407 | 0.444 | 0.487 | 0.527 | 0.57 | 0.613 | 0.654 | 0.695 | 0.741 | 0.787 | 0.83 | 0.879
West Thurrock | Wind Generation | Gen_BB015 | Onshore Wind >= 1MW | MW | HolisticTransition | 0 | 0 | 0 | 0 | 0 | 0 | 0.002 | 0.004 | 0.006 | 0.008 | 0.01 | 0.013 | 0.015 | 0.017 | 0.019 | 0.021 | 0.023 | 0.025 | 0.028 | 0.03 | 0.032 | 0.033 | 0.036 | 0.039 | 0.041 | 0.043 | 0.046
West Thurrock | Wind Generation | Gen_BB015 | Onshore Wind >= 1MW | MW | FallingBehind | 0 | 0 | 0 | 0 | 0 | 0 | 0.002 | 0.004 | 0.006 | 0.008 | 0.01 | 0.013 | 0.015 | 0.017 | 0.019 | 0.021 | 0.023 | 0.025 | 0.028 | 0.03 | 0.032 | 0.033 | 0.036 | 0.039 | 0.041 | 0.043 | 0.046
West Thurrock | Wind Generation | Gen_BB015 | Onshore Wind >= 1MW | MW | ElectricEngagement | 0 | 0 | 0 | 0 | 0 | 0 | 0.006 | 0.013 | 0.02 | 0.028 | 0.036 | 0.045 | 0.055 | 0.065 | 0.076 | 0.088 | 0.099 | 0.111 | 0.122 | 0.133 | 0.143 | 0.153 | 0.157 | 0.158 | 0.159 | 0.16 | 0.161
West Thurrock | Wind Generation | Gen_BB015 | Onshore Wind >= 1MW | MW | HydrogenEvolution | 0 | 0 | 0 | 0 | 0 | 0 | 0.002 | 0.004 | 0.006 | 0.008 | 0.01 | 0.013 | 0.015 | 0.017 | 0.019 | 0.021 | 0.023 | 0.025 | 0.028 | 0.03 | 0.032 | 0.033 | 0.036 | 0.039 | 0.041 | 0.043 | 0.046
Willesden | Wind Generation | Gen_BB015 | Onshore Wind >= 1MW | MW | HolisticTransition | 0 | 0 | 0 | 0 | 0 | 0 | 0 | 0 | 0 | 0 | 0 | 0 | 0 | 0 | 0 | 0 | 0 | 0 | 0 | 0 | 0 | 0 | 0 | 0 | 0 | 0 | 0
Willesden | Wind Generation | Gen_BB015 | Onshore Wind >= 1MW | MW | FallingBehind | 0 | 0 | 0 | 0 | 0 | 0 | 0 | 0 | 0 | 0 | 0 | 0 | 0 | 0 | 0 | 0 | 0 | 0 | 0 | 0 | 0 | 0 | 0 | 0 | 0 | 0 | 0
Willesden | Wind Generation | Gen_BB015 | Onshore Wind >= 1MW | MW | ElectricEngagement | 0 | 0 | 0 | 0 | 0 | 0 | 0 | 0 | 0 | 0 | 0 | 0 | 0 | 0 | 0 | 0 | 0 | 0 | 0 | 0 | 0 | 0 | 0 | 0 | 0 | 0 | 0
Willesden | Wind Generation | Gen_BB015 | Onshore Wind >= 1MW | MW | HydrogenEvolution | 0 | 0 | 0 | 0 | 0 | 0 | 0 | 0 | 0 | 0 | 0 | 0 | 0 | 0 | 0 | 0 | 0 | 0 | 0 | 0 | 0 | 0 | 0 | 0 | 0 | 0 | 0
Amersham | Wind Generation | Gen_BB016 | Onshore Wind < 1MW | MW | HolisticTransition | 0 | 0 | 0 | 0 | 0 | 0 | 0.025 | 0.052 | 0.083 | 0.113 | 0.145 | 0.17 | 0.199 | 0.229 | 0.259 | 0.288 | 0.315 | 0.345 | 0.372 | 0.404 | 0.434 | 0.464 | 0.493 | 0.525 | 0.557 | 0.588 | 0.623
Amersham | Wind Generation | Gen_BB016 | Onshore Wind < 1MW | MW | FallingBehind | 0 | 0 | 0 | 0 | 0 | 0 | 0.025 | 0.052 | 0.083 | 0.113 | 0.145 | 0.17 | 0.199 | 0.229 | 0.259 | 0.288 | 0.315 | 0.345 | 0.372 | 0.404 | 0.434 | 0.464 | 0.493 | 0.525 | 0.557 | 0.588 | 0.623
Amersham | Wind Generation | Gen_BB016 | Onshore Wind < 1MW | MW | ElectricEngagement | 0 | 0 | 0 | 0 | 0 | 0 | 0.087 | 0.182 | 0.283 | 0.385 | 0.502 | 0.624 | 0.756 | 0.897 | 1.047 | 1.209 | 1.371 | 1.524 | 1.68 | 1.835 | 1.974 | 2.104 | 2.165 | 2.182 | 2.203 | 2.215 | 2.218
Amersham | Wind Generation | Gen_BB016 | Onshore Wind < 1MW | MW | HydrogenEvolution | 0 | 0 | 0 | 0 | 0 | 0 | 0.025 | 0.052 | 0.083 | 0.113 | 0.145 | 0.17 | 0.199 | 0.229 | 0.259 | 0.288 | 0.315 | 0.345 | 0.372 | 0.404 | 0.434 | 0.464 | 0.493 | 0.525 | 0.557 | 0.588 | 0.623
Barking 132 | Wind Generation | Gen_BB016 | Onshore Wind < 1MW | MW | HolisticTransition | 0 | 0 | 0 | 0 | 0 | 0 | 0.001 | 0.002 | 0.003 | 0.005 | 0.006 | 0.007 | 0.008 | 0.01 | 0.011 | 0.012 | 0.013 | 0.015 | 0.016 | 0.017 | 0.018 | 0.019 | 0.021 | 0.022 | 0.023 | 0.025 | 0.026
Barking 132 | Wind Generation | Gen_BB016 | Onshore Wind < 1MW | MW | FallingBehind | 0 | 0 | 0 | 0 | 0 | 0 | 0.001 | 0.002 | 0.003 | 0.005 | 0.006 | 0.007 | 0.008 | 0.01 | 0.011 | 0.012 | 0.013 | 0.015 | 0.016 | 0.017 | 0.018 | 0.019 | 0.021 | 0.022 | 0.023 | 0.025 | 0.026
Barking 132 | Wind Generation | Gen_BB016 | Onshore Wind < 1MW | MW | ElectricEngagement | 0 | 0 | 0 | 0 | 0 | 0 | 0.004 | 0.008 | 0.012 | 0.016 | 0.021 | 0.026 | 0.032 | 0.038 | 0.044 | 0.051 | 0.058 | 0.064 | 0.071 | 0.077 | 0.083 | 0.088 | 0.091 | 0.092 | 0.093 | 0.093 | 0.093
Barking 132 | Wind Generation | Gen_BB016 | Onshore Wind < 1MW | MW | HydrogenEvolution | 0 | 0 | 0 | 0 | 0 | 0 | 0.001 | 0.002 | 0.003 | 0.005 | 0.006 | 0.007 | 0.008 | 0.01 | 0.011 | 0.012 | 0.013 | 0.015 | 0.016 | 0.017 | 0.018 | 0.019 | 0.021 | 0.022 | 0.023 | 0.025 | 0.026
Barking West (EPN) | Wind Generation | Gen_BB016 | Onshore Wind < 1MW | MW | HolisticTransition | 0 | 0 | 0 | 0 | 0 | 0 | 0 | 0 | 0 | 0 | 0 | 0 | 0 | 0 | 0 | 0 | 0 | 0 | 0 | 0 | 0 | 0 | 0 | 0 | 0 | 0 | 0
Barking West (EPN) | Wind Generation | Gen_BB016 | Onshore Wind < 1MW | MW | FallingBehind | 0 | 0 | 0 | 0 | 0 | 0 | 0 | 0 | 0 | 0 | 0 | 0 | 0 | 0 | 0 | 0 | 0 | 0 | 0 | 0 | 0 | 0 | 0 | 0 | 0 | 0 | 0
Barking West (EPN) | Wind Generation | Gen_BB016 | Onshore Wind < 1MW | MW | ElectricEngagement | 0 | 0 | 0 | 0 | 0 | 0 | 0 | 0 | 0 | 0 | 0 | 0 | 0 | 0 | 0 | 0 | 0 | 0 | 0 | 0 | 0 | 0 | 0 | 0 | 0 | 0 | 0
Barking West (EPN) | Wind Generation | Gen_BB016 | Onshore Wind < 1MW | MW | HydrogenEvolution | 0 | 0 | 0 | 0 | 0 | 0 | 0 | 0 | 0 | 0 | 0 | 0 | 0 | 0 | 0 | 0 | 0 | 0 | 0 | 0 | 0 | 0 | 0 | 0 | 0 | 0 | 0
Biggleswade | Wind Generation | Gen_BB016 | Onshore Wind < 1MW | MW | HolisticTransition | 0 | 0 | 0 | 0 | 0 | 0 | 0.003 | 0.006 | 0.01 | 0.013 | 0.017 | 0.02 | 0.023 | 0.027 | 0.03 | 0.034 | 0.037 | 0.04 | 0.044 | 0.047 | 0.051 | 0.054 | 0.058 | 0.061 | 0.065 | 0.069 | 0.073
Biggleswade | Wind Generation | Gen_BB016 | Onshore Wind < 1MW | MW | FallingBehind | 0 | 0 | 0 | 0 | 0 | 0 | 0.003 | 0.006 | 0.01 | 0.013 | 0.017 | 0.02 | 0.023 | 0.027 | 0.03 | 0.034 | 0.037 | 0.04 | 0.044 | 0.047 | 0.051 | 0.054 | 0.058 | 0.061 | 0.065 | 0.069 | 0.073
Biggleswade | Wind Generation | Gen_BB016 | Onshore Wind < 1MW | MW | ElectricEngagement | 0 | 0 | 0 | 0 | 0 | 0 | 0.01 | 0.021 | 0.033 | 0.045 | 0.059 | 0.073 | 0.089 | 0.105 | 0.123 | 0.142 | 0.161 | 0.179 | 0.197 | 0.215 | 0.232 | 0.247 | 0.254 | 0.256 | 0.258 | 0.26 | 0.26
Biggleswade | Wind Generation | Gen_BB016 | Onshore Wind < 1MW | MW | HydrogenEvolution | 0 | 0 | 0 | 0 | 0 | 0 | 0.003 | 0.006 | 0.01 | 0.013 | 0.017 | 0.02 | 0.023 | 0.027 | 0.03 | 0.034 | 0.037 | 0.04 | 0.044 | 0.047 | 0.051 | 0.054 | 0.058 | 0.061 | 0.065 | 0.069 | 0.073
Bourne | Wind Generation | Gen_BB016 | Onshore Wind < 1MW | MW | HolisticTransition | 0 | 0 | 0 | 0 | 0 | 0 | 0 | 0 | 0 | 0 | 0 | 0 | 0 | 0 | 0 | 0 | 0 | 0 | 0 | 0 | 0 | 0 | 0 | 0 | 0 | 0 | 0
Bourne | Wind Generation | Gen_BB016 | Onshore Wind < 1MW | MW | FallingBehind | 0 | 0 | 0 | 0 | 0 | 0 | 0 | 0 | 0 | 0 | 0 | 0 | 0 | 0 | 0 | 0 | 0 | 0 | 0 | 0 | 0 | 0 | 0 | 0 | 0 | 0 | 0
Bourne | Wind Generation | Gen_BB016 | Onshore Wind < 1MW | MW | ElectricEngagement | 0 | 0 | 0 | 0 | 0 | 0 | 0 | 0 | 0 | 0 | 0 | 0 | 0 | 0 | 0 | 0 | 0 | 0 | 0 | 0 | 0 | 0 | 0 | 0 | 0 | 0 | 0
Bourne | Wind Generation | Gen_BB016 | Onshore Wind < 1MW | MW | HydrogenEvolution | 0 | 0 | 0 | 0 | 0 | 0 | 0 | 0 | 0 | 0 | 0 | 0 | 0 | 0 | 0 | 0 | 0 | 0 | 0 | 0 | 0 | 0 | 0 | 0 | 0 | 0 | 0
Braintree | Wind Generation | Gen_BB016 | Onshore Wind < 1MW | MW | HolisticTransition | 0 | 0 | 0 | 0 | 0 | 0 | 0.02 | 0.041 | 0.067 | 0.091 | 0.116 | 0.137 | 0.16 | 0.184 | 0.207 | 0.231 | 0.252 | 0.277 | 0.298 | 0.324 | 0.348 | 0.372 | 0.396 | 0.421 | 0.447 | 0.472 | 0.5
Braintree | Wind Generation | Gen_BB016 | Onshore Wind < 1MW | MW | FallingBehind | 0 | 0 | 0 | 0 | 0 | 0 | 0.02 | 0.041 | 0.067 | 0.091 | 0.116 | 0.137 | 0.16 | 0.184 | 0.207 | 0.231 | 0.252 | 0.277 | 0.298 | 0.324 | 0.348 | 0.372 | 0.396 | 0.421 | 0.447 | 0.472 | 0.5
Braintree | Wind Generation | Gen_BB016 | Onshore Wind < 1MW | MW | ElectricEngagement | 0 | 0 | 0 | 0 | 0 | 0 | 0.069 | 0.146 | 0.227 | 0.309 | 0.402 | 0.5 | 0.606 | 0.719 | 0.839 | 0.969 | 1.099 | 1.221 | 1.347 | 1.471 | 1.582 | 1.686 | 1.735 | 1.749 | 1.765 | 1.776 | 1.778
Braintree | Wind Generation | Gen_BB016 | Onshore Wind < 1MW | MW | HydrogenEvolution | 0 | 0 | 0 | 0 | 0 | 0 | 0.02 | 0.041 | 0.067 | 0.091 | 0.116 | 0.137 | 0.16 | 0.184 | 0.207 | 0.231 | 0.252 | 0.277 | 0.298 | 0.324 | 0.348 | 0.372 | 0.396 | 0.421 | 0.447 | 0.472 | 0.5
Bramford | Wind Generation | Gen_BB016 | Onshore Wind < 1MW | MW | HolisticTransition | 0.264 | 0.302 | 0.341 | 0.379 | 0.418 | 0.456 | 0.992 | 1.571 | 2.256 | 2.906 | 3.588 | 4.145 | 4.772 | 5.413 | 6.054 | 6.695 | 7.274 | 7.934 | 8.512 | 9.199 | 9.86 | 10.501 | 11.141 | 11.822 | 12.524 | 13.191 | 13.96
Bramford | Wind Generation | Gen_BB016 | Onshore Wind < 1MW | MW | FallingBehind | 0.264 | 0.302 | 0.341 | 0.379 | 0.418 | 0.456 | 0.992 | 1.571 | 2.256 | 2.906 | 3.588 | 4.145 | 4.772 | 5.413 | 6.054 | 6.695 | 7.274 | 7.934 | 8.512 | 9.199 | 9.86 | 10.501 | 11.141 | 11.822 | 12.524 | 13.191 | 13.96
Bramford | Wind Generation | Gen_BB016 | Onshore Wind < 1MW | MW | ElectricEngagement | 0.264 | 0.437 | 0.61 | 0.782 | 0.955 | 1.128 | 3.008 | 5.075 | 7.253 | 9.469 | 11.998 | 14.645 | 17.517 | 20.554 | 23.812 | 27.318 | 30.832 | 34.129 | 37.522 | 40.878 | 43.893 | 46.705 | 48.025 | 48.398 | 48.839 | 49.116 | 49.169
Bramford | Wind Generation | Gen_BB016 | Onshore Wind < 1MW | MW | HydrogenEvolution | 0.264 | 0.302 | 0.341 | 0.379 | 0.418 | 0.456 | 0.992 | 1.571 | 2.256 | 2.906 | 3.588 | 4.145 | 4.772 | 5.413 | 6.054 | 6.695 | 7.274 | 7.934 | 8.512 | 9.199 | 9.86 | 10.501 | 11.141 | 11.822 | 12.524 | 13.191 | 13.96
Brimsdown (EPN) | Wind Generation | Gen_BB016 | Onshore Wind < 1MW | MW | HolisticTransition | 0 | 0 | 0 | 0 | 0 | 0 | 0.018 | 0.037 | 0.06 | 0.082 | 0.105 | 0.123 | 0.144 | 0.166 | 0.187 | 0.209 | 0.228 | 0.25 | 0.269 | 0.292 | 0.314 | 0.336 | 0.357 | 0.38 | 0.403 | 0.425 | 0.451
Brimsdown (EPN) | Wind Generation | Gen_BB016 | Onshore Wind < 1MW | MW | FallingBehind | 0 | 0 | 0 | 0 | 0 | 0 | 0.018 | 0.037 | 0.06 | 0.082 | 0.105 | 0.123 | 0.144 | 0.166 | 0.187 | 0.209 | 0.228 | 0.25 | 0.269 | 0.292 | 0.314 | 0.336 | 0.357 | 0.38 | 0.403 | 0.425 | 0.451
Brimsdown (EPN) | Wind Generation | Gen_BB016 | Onshore Wind < 1MW | MW | ElectricEngagement | 0 | 0 | 0 | 0 | 0 | 0 | 0.063 | 0.132 | 0.204 | 0.278 | 0.363 | 0.452 | 0.547 | 0.648 | 0.757 | 0.874 | 0.992 | 1.102 | 1.215 | 1.327 | 1.428 | 1.522 | 1.565 | 1.578 | 1.593 | 1.602 | 1.604
Brimsdown (EPN) | Wind Generation | Gen_BB016 | Onshore Wind < 1MW | MW | HydrogenEvolution | 0 | 0 | 0 | 0 | 0 | 0 | 0.018 | 0.037 | 0.06 | 0.082 | 0.105 | 0.123 | 0.144 | 0.166 | 0.187 | 0.209 | 0.228 | 0.25 | 0.269 | 0.292 | 0.314 | 0.336 | 0.357 | 0.38 | 0.403 | 0.425 | 0.451
Burwell | Wind Generation | Gen_BB016 | Onshore Wind < 1MW | MW | HolisticTransition | 0.317 | 0.317 | 0.317 | 0.317 | 0.317 | 0.317 | 0.352 | 0.391 | 0.436 | 0.478 | 0.524 | 0.56 | 0.602 | 0.644 | 0.687 | 0.729 | 0.767 | 0.811 | 0.849 | 0.894 | 0.938 | 0.98 | 1.023 | 1.068 | 1.114 | 1.158 | 1.209
Burwell | Wind Generation | Gen_BB016 | Onshore Wind < 1MW | MW | FallingBehind | 0.317 | 0.317 | 0.317 | 0.317 | 0.317 | 0.317 | 0.352 | 0.391 | 0.436 | 0.478 | 0.524 | 0.56 | 0.602 | 0.644 | 0.687 | 0.729 | 0.767 | 0.811 | 0.849 | 0.894 | 0.938 | 0.98 | 1.023 | 1.068 | 1.114 | 1.158 | 1.209
Burwell | Wind Generation | Gen_BB016 | Onshore Wind < 1MW | MW | ElectricEngagement | 0.317 | 0.317 | 0.317 | 0.317 | 0.317 | 0.317 | 0.441 | 0.577 | 0.721 | 0.868 | 1.035 | 1.21 | 1.399 | 1.6 | 1.816 | 2.047 | 2.28 | 2.497 | 2.721 | 2.943 | 3.142 | 3.328 | 3.416 | 3.44 | 3.469 | 3.487 | 3.491
Burwell | Wind Generation | Gen_BB016 | Onshore Wind < 1MW | MW | HydrogenEvolution | 0.317 | 0.317 | 0.317 | 0.317 | 0.317 | 0.317 | 0.352 | 0.391 | 0.436 | 0.478 | 0.524 | 0.56 | 0.602 | 0.644 | 0.687 | 0.729 | 0.767 | 0.811 | 0.849 | 0.894 | 0.938 | 0.98 | 1.023 | 1.068 | 1.114 | 1.158 | 1.209
Eaton Socon | Wind Generation | Gen_BB016 | Onshore Wind < 1MW | MW | HolisticTransition | 6.187 | 6.734 | 6.802 | 6.869 | 6.936 | 7.003 | 7.072 | 7.147 | 7.234 | 7.318 | 7.405 | 7.477 | 7.557 | 7.64 | 7.722 | 7.804 | 7.879 | 7.964 | 8.038 | 8.126 | 8.211 | 8.293 | 8.375 | 8.463 | 8.553 | 8.639 | 8.737
Eaton Socon | Wind Generation | Gen_BB016 | Onshore Wind < 1MW | MW | FallingBehind | 6.187 | 6.734 | 6.802 | 6.869 | 6.936 | 7.003 | 7.072 | 7.147 | 7.234 | 7.318 | 7.405 | 7.477 | 7.557 | 7.64 | 7.722 | 7.804 | 7.879 | 7.964 | 8.038 | 8.126 | 8.211 | 8.293 | 8.375 | 8.463 | 8.553 | 8.639 | 8.737
Eaton Socon | Wind Generation | Gen_BB016 | Onshore Wind < 1MW | MW | ElectricEngagement | 6.187 | 6.97 | 7.272 | 7.574 | 7.877 | 8.179 | 8.421 | 8.686 | 8.966 | 9.25 | 9.575 | 9.915 | 10.284 | 10.674 | 11.092 | 11.543 | 11.994 | 12.417 | 12.853 | 13.284 | 13.672 | 14.032 | 14.202 | 14.25 | 14.307 | 14.342 | 14.349
Eaton Socon | Wind Generation | Gen_BB016 | Onshore Wind < 1MW | MW | HydrogenEvolution | 6.187 | 6.734 | 6.802 | 6.869 | 6.936 | 7.003 | 7.072 | 7.147 | 7.234 | 7.318 | 7.405 | 7.477 | 7.557 | 7.64 | 7.722 | 7.804 | 7.879 | 7.964 | 8.038 | 8.126 | 8.211 | 8.293 | 8.375 | 8.463 | 8.553 | 8.639 | 8.737
Elstree 1&2 and 8&9 and Watford South 3A&3B | Wind Generation | Gen_BB016 | Onshore Wind < 1MW | MW | HolisticTransition | 0 | 0 | 0 | 0 | 0 | 0 | 0.018 | 0.038 | 0.062 | 0.085 | 0.108 | 0.127 | 0.149 | 0.171 | 0.193 | 0.215 | 0.235 | 0.258 | 0.278 | 0.302 | 0.324 | 0.346 | 0.369 | 0.392 | 0.416 | 0.439 | 0.466
Elstree 1&2 and 8&9 and Watford South 3A&3B | Wind Generation | Gen_BB016 | Onshore Wind < 1MW | MW | FallingBehind | 0 | 0 | 0 | 0 | 0 | 0 | 0.018 | 0.038 | 0.062 | 0.085 | 0.108 | 0.127 | 0.149 | 0.171 | 0.193 | 0.215 | 0.235 | 0.258 | 0.278 | 0.302 | 0.324 | 0.346 | 0.369 | 0.392 | 0.416 | 0.439 | 0.466
Elstree 1&2 and 8&9 and Watford South 3A&3B | Wind Generation | Gen_BB016 | Onshore Wind < 1MW | MW | ElectricEngagement | 0 | 0 | 0 | 0 | 0 | 0 | 0.065 | 0.136 | 0.212 | 0.288 | 0.375 | 0.466 | 0.565 | 0.669 | 0.782 | 0.903 | 1.024 | 1.138 | 1.255 | 1.37 | 1.474 | 1.571 | 1.617 | 1.63 | 1.645 | 1.655 | 1.656
Elstree 1&2 and 8&9 and Watford South 3A&3B | Wind Generation | Gen_BB016 | Onshore Wind < 1MW | MW | HydrogenEvolution | 0 | 0 | 0 | 0 | 0 | 0 | 0.018 | 0.038 | 0.062 | 0.085 | 0.108 | 0.127 | 0.149 | 0.171 | 0.193 | 0.215 | 0.235 | 0.258 | 0.278 | 0.302 | 0.324 | 0.346 | 0.369 | 0.392 | 0.416 | 0.439 | 0.466
Elstree 3&4 | Wind Generation | Gen_BB016 | Onshore Wind < 1MW | MW | HolisticTransition | 0 | 0 | 0 | 0 | 0 | 0 | 0.02 | 0.041 | 0.067 | 0.091 | 0.116 | 0.137 | 0.16 | 0.184 | 0.207 | 0.231 | 0.252 | 0.277 | 0.298 | 0.324 | 0.348 | 0.372 | 0.396 | 0.421 | 0.447 | 0.471 | 0.5
Elstree 3&4 | Wind Generation | Gen_BB016 | Onshore Wind < 1MW | MW | FallingBehind | 0 | 0 | 0 | 0 | 0 | 0 | 0.02 | 0.041 | 0.067 | 0.091 | 0.116 | 0.137 | 0.16 | 0.184 | 0.207 | 0.231 | 0.252 | 0.277 | 0.298 | 0.324 | 0.348 | 0.372 | 0.396 | 0.421 | 0.447 | 0.471 | 0.5
Elstree 3&4 | Wind Generation | Gen_BB016 | Onshore Wind < 1MW | MW | ElectricEngagement | 0 | 0 | 0 | 0 | 0 | 0 | 0.069 | 0.146 | 0.227 | 0.309 | 0.403 | 0.5 | 0.607 | 0.719 | 0.84 | 0.97 | 1.1 | 1.222 | 1.347 | 1.472 | 1.583 | 1.688 | 1.737 | 1.75 | 1.767 | 1.777 | 1.779
Elstree 3&4 | Wind Generation | Gen_BB016 | Onshore Wind < 1MW | MW | HydrogenEvolution | 0 | 0 | 0 | 0 | 0 | 0 | 0.02 | 0.041 | 0.067 | 0.091 | 0.116 | 0.137 | 0.16 | 0.184 | 0.207 | 0.231 | 0.252 | 0.277 | 0.298 | 0.324 | 0.348 | 0.372 | 0.396 | 0.421 | 0.447 | 0.471 | 0.5
Grendon | Wind Generation | Gen_BB016 | Onshore Wind < 1MW | MW | HolisticTransition | 0 | 0 | 0 | 0 | 0 | 0 | 0 | 0 | 0 | 0 | 0 | 0 | 0 | 0 | 0 | 0 | 0 | 0 | 0 | 0 | 0 | 0 | 0 | 0 | 0 | 0 | 0
Grendon | Wind Generation | Gen_BB016 | Onshore Wind < 1MW | MW | FallingBehind | 0 | 0 | 0 | 0 | 0 | 0 | 0 | 0 | 0 | 0 | 0 | 0 | 0 | 0 | 0 | 0 | 0 | 0 | 0 | 0 | 0 | 0 | 0 | 0 | 0 | 0 | 0
Grendon | Wind Generation | Gen_BB016 | Onshore Wind < 1MW | MW | ElectricEngagement | 0 | 0 | 0 | 0 | 0 | 0 | 0 | 0 | 0 | 0 | 0 | 0 | 0 | 0 | 0 | 0 | 0 | 0 | 0 | 0 | 0 | 0 | 0 | 0 | 0 | 0 | 0
Grendon | Wind Generation | Gen_BB016 | Onshore Wind < 1MW | MW | HydrogenEvolution | 0 | 0 | 0 | 0 | 0 | 0 | 0 | 0 | 0 | 0 | 0 | 0 | 0 | 0 | 0 | 0 | 0 | 0 | 0 | 0 | 0 | 0 | 0 | 0 | 0 | 0 | 0
Mill Hill and Hendon | Wind Generation | Gen_BB016 | Onshore Wind < 1MW | MW | HolisticTransition | 0 | 0 | 0 | 0 | 0 | 0 | 0.001 | 0.001 | 0.002 | 0.003 | 0.004 | 0.005 | 0.005 | 0.006 | 0.007 | 0.008 | 0.008 | 0.009 | 0.01 | 0.011 | 0.012 | 0.012 | 0.013 | 0.014 | 0.015 | 0.016 | 0.017
Mill Hill and Hendon | Wind Generation | Gen_BB016 | Onshore Wind < 1MW | MW | FallingBehind | 0 | 0 | 0 | 0 | 0 | 0 | 0.001 | 0.001 | 0.002 | 0.003 | 0.004 | 0.005 | 0.005 | 0.006 | 0.007 | 0.008 | 0.008 | 0.009 | 0.01 | 0.011 | 0.012 | 0.012 | 0.013 | 0.014 | 0.015 | 0.016 | 0.017
Mill Hill and Hendon | Wind Generation | Gen_BB016 | Onshore Wind < 1MW | MW | ElectricEngagement | 0 | 0 | 0 | 0 | 0 | 0 | 0.002 | 0.005 | 0.008 | 0.01 | 0.014 | 0.017 | 0.02 | 0.024 | 0.028 | 0.032 | 0.037 | 0.041 | 0.045 | 0.049 | 0.053 | 0.056 | 0.058 | 0.058 | 0.059 | 0.059 | 0.059
Mill Hill and Hendon | Wind Generation | Gen_BB016 | Onshore Wind < 1MW | MW | HydrogenEvolution | 0 | 0 | 0 | 0 | 0 | 0 | 0.001 | 0.001 | 0.002 | 0.003 | 0.004 | 0.005 | 0.005 | 0.006 | 0.007 | 0.008 | 0.008 | 0.009 | 0.01 | 0.011 | 0.012 | 0.012 | 0.013 | 0.014 | 0.015 | 0.016 | 0.017
Norwich | Wind Generation | Gen_BB016 | Onshore Wind < 1MW | MW | HolisticTransition | 5.405 | 5.405 | 5.405 | 5.405 | 5.405 | 5.405 | 5.625 | 5.863 | 6.144 | 6.411 | 6.691 | 6.92 | 7.178 | 7.441 | 7.704 | 7.967 | 8.204 | 8.476 | 8.713 | 8.996 | 9.267 | 9.53 | 9.792 | 10.072 | 10.361 | 10.635 | 10.951
Norwich | Wind Generation | Gen_BB016 | Onshore Wind < 1MW | MW | FallingBehind | 5.405 | 5.405 | 5.405 | 5.405 | 5.405 | 5.405 | 5.625 | 5.863 | 6.144 | 6.411 | 6.691 | 6.92 | 7.178 | 7.441 | 7.704 | 7.967 | 8.204 | 8.476 | 8.713 | 8.996 | 9.267 | 9.53 | 9.792 | 10.072 | 10.361 | 10.635 | 10.951
Norwich | Wind Generation | Gen_BB016 | Onshore Wind < 1MW | MW | ElectricEngagement | 5.405 | 5.405 | 5.405 | 5.405 | 5.405 | 5.405 | 6.177 | 7.026 | 7.92 | 8.83 | 9.869 | 10.956 | 12.135 | 13.381 | 14.72 | 16.159 | 17.603 | 18.957 | 20.35 | 21.729 | 22.966 | 24.121 | 24.664 | 24.817 | 24.998 | 25.112 | 25.133
Norwich | Wind Generation | Gen_BB016 | Onshore Wind < 1MW | MW | HydrogenEvolution | 5.405 | 5.405 | 5.405 | 5.405 | 5.405 | 5.405 | 5.625 | 5.863 | 6.144 | 6.411 | 6.691 | 6.92 | 7.178 | 7.441 | 7.704 | 7.967 | 8.204 | 8.476 | 8.713 | 8.996 | 9.267 | 9.53 | 9.792 | 10.072 | 10.361 | 10.635 | 10.951
Pelham and Wymondley | Wind Generation | Gen_BB016 | Onshore Wind < 1MW | MW | HolisticTransition | 0.48 | 0 | 0 | 0 | 0 | 0 | 0 | 0 | 0 | 0 | 0 | 0 | 0 | 0 | 0 | 0 | 0 | 0 | 0 | 0 | 0 | 0 | 0 | 0 | 0 | 0 | 0
Pelham and Wymondley | Wind Generation | Gen_BB016 | Onshore Wind < 1MW | MW | FallingBehind | 0.48 | 0 | 0 | 0 | 0 | 0 | 0 | 0 | 0 | 0 | 0 | 0 | 0 | 0 | 0 | 0 | 0 | 0 | 0 | 0 | 0 | 0 | 0 | 0 | 0 | 0 | 0
Pelham and Wymondley | Wind Generation | Gen_BB016 | Onshore Wind < 1MW | MW | ElectricEngagement | 0.48 | 0 | 0 | 0 | 0 | 0 | 0 | 0 | 0 | 0 | 0 | 0 | 0 | 0 | 0 | 0 | 0 | 0 | 0 | 0 | 0 | 0 | 0 | 0 | 0 | 0 | 0
Pelham and Wymondley | Wind Generation | Gen_BB016 | Onshore Wind < 1MW | MW | HydrogenEvolution | 0.48 | 0 | 0 | 0 | 0 | 0 | 0 | 0 | 0 | 0 | 0 | 0 | 0 | 0 | 0 | 0 | 0 | 0 | 0 | 0 | 0 | 0 | 0 | 0 | 0 | 0 | 0
Pelham and Wymondley and Twinstead Green | Wind Generation | Gen_BB016 | Onshore Wind < 1MW | MW | HolisticTransition | 0 | 0.979 | 0.998 | 1.018 | 1.037 | 1.056 | 1.167 | 1.287 | 1.429 | 1.564 | 1.705 | 1.821 | 1.951 | 2.084 | 2.217 | 2.35 | 2.471 | 2.607 | 2.727 | 2.87 | 3.007 | 3.139 | 3.273 | 3.414 | 3.559 | 3.697 | 3.858
Pelham and Wymondley and Twinstead Green | Wind Generation | Gen_BB016 | Onshore Wind < 1MW | MW | FallingBehind | 0 | 0.979 | 0.998 | 1.018 | 1.037 | 1.056 | 1.167 | 1.287 | 1.429 | 1.564 | 1.705 | 1.821 | 1.951 | 2.084 | 2.217 | 2.35 | 2.471 | 2.607 | 2.727 | 2.87 | 3.007 | 3.139 | 3.273 | 3.414 | 3.559 | 3.697 | 3.858
Pelham and Wymondley and Twinstead Green | Wind Generation | Gen_BB016 | Onshore Wind < 1MW | MW | ElectricEngagement | 0 | 1.046 | 1.133 | 1.219 | 1.306 | 1.392 | 1.782 | 2.211 | 2.663 | 3.122 | 3.646 | 4.196 | 4.791 | 5.421 | 6.097 | 6.825 | 7.554 | 8.238 | 8.942 | 9.638 | 10.263 | 10.846 | 11.121 | 11.198 | 11.289 | 11.347 | 11.358
Pelham and Wymondley and Twinstead Green | Wind Generation | Gen_BB016 | Onshore Wind < 1MW | MW | HydrogenEvolution | 0 | 0.979 | 0.998 | 1.018 | 1.037 | 1.056 | 1.167 | 1.287 | 1.429 | 1.564 | 1.705 | 1.821 | 1.951 | 2.084 | 2.217 | 2.35 | 2.471 | 2.607 | 2.727 | 2.87 | 3.007 | 3.139 | 3.273 | 3.414 | 3.559 | 3.697 | 3.858
Rayleigh | Wind Generation | Gen_BB016 | Onshore Wind < 1MW | MW | HolisticTransition | 0 | 0.01 | 0.019 | 0.029 | 0.038 | 0.048 | 0.168 | 0.296 | 0.449 | 0.594 | 0.745 | 0.869 | 1.009 | 1.151 | 1.294 | 1.436 | 1.565 | 1.712 | 1.84 | 1.993 | 2.14 | 2.282 | 2.425 | 2.576 | 2.733 | 2.881 | 3.052
Rayleigh | Wind Generation | Gen_BB016 | Onshore Wind < 1MW | MW | FallingBehind | 0 | 0.01 | 0.019 | 0.029 | 0.038 | 0.048 | 0.168 | 0.296 | 0.449 | 0.594 | 0.745 | 0.869 | 1.009 | 1.151 | 1.294 | 1.436 | 1.565 | 1.712 | 1.84 | 1.993 | 2.14 | 2.282 | 2.425 | 2.576 | 2.733 | 2.881 | 3.052
Rayleigh | Wind Generation | Gen_BB016 | Onshore Wind < 1MW | MW | ElectricEngagement | 0 | 0.043 | 0.086 | 0.13 | 0.173 | 0.216 | 0.634 | 1.094 | 1.578 | 2.072 | 2.634 | 3.223 | 3.862 | 4.537 | 5.262 | 6.041 | 6.823 | 7.556 | 8.311 | 9.057 | 9.728 | 10.353 | 10.647 | 10.73 | 10.828 | 10.889 | 10.901
Rayleigh | Wind Generation | Gen_BB016 | Onshore Wind < 1MW | MW | HydrogenEvolution | 0 | 0.01 | 0.019 | 0.029 | 0.038 | 0.048 | 0.168 | 0.296 | 0.449 | 0.594 | 0.745 | 0.869 | 1.009 | 1.151 | 1.294 | 1.436 | 1.565 | 1.712 | 1.84 | 1.993 | 2.14 | 2.282 | 2.425 | 2.576 | 2.733 | 2.881 | 3.052
Rye House | Wind Generation | Gen_BB016 | Onshore Wind < 1MW | MW | HolisticTransition | 0 | 0 | 0 | 0 | 0 | 0 | 0.045 | 0.093 | 0.151 | 0.205 | 0.262 | 0.309 | 0.361 | 0.414 | 0.468 | 0.522 | 0.57 | 0.625 | 0.674 | 0.731 | 0.787 | 0.84 | 0.894 | 0.951 | 1.01 | 1.066 | 1.13
Rye House | Wind Generation | Gen_BB016 | Onshore Wind < 1MW | MW | FallingBehind | 0 | 0 | 0 | 0 | 0 | 0 | 0.045 | 0.093 | 0.151 | 0.205 | 0.262 | 0.309 | 0.361 | 0.414 | 0.468 | 0.522 | 0.57 | 0.625 | 0.674 | 0.731 | 0.787 | 0.84 | 0.894 | 0.951 | 1.01 | 1.066 | 1.13
Rye House | Wind Generation | Gen_BB016 | Onshore Wind < 1MW | MW | ElectricEngagement | 0 | 0 | 0 | 0 | 0 | 0 | 0.157 | 0.33 | 0.512 | 0.698 | 0.909 | 1.131 | 1.371 | 1.624 | 1.897 | 2.19 | 2.484 | 2.76 | 3.044 | 3.325 | 3.577 | 3.812 | 3.922 | 3.954 | 3.99 | 4.013 | 4.018
Rye House | Wind Generation | Gen_BB016 | Onshore Wind < 1MW | MW | HydrogenEvolution | 0 | 0 | 0 | 0 | 0 | 0 | 0.045 | 0.093 | 0.151 | 0.205 | 0.262 | 0.309 | 0.361 | 0.414 | 0.468 | 0.522 | 0.57 | 0.625 | 0.674 | 0.731 | 0.787 | 0.84 | 0.894 | 0.951 | 1.01 | 1.066 | 1.13
Sundon | Wind Generation | Gen_BB016 | Onshore Wind < 1MW | MW | HolisticTransition | 0.96 | 0 | 0 | 0 | 0 | 0 | 0.133 | 0.277 | 0.448 | 0.609 | 0.779 | 0.918 | 1.073 | 1.233 | 1.392 | 1.552 | 1.696 | 1.86 | 2.004 | 2.175 | 2.339 | 2.498 | 2.657 | 2.827 | 3.002 | 3.167 | 3.358
Sundon | Wind Generation | Gen_BB016 | Onshore Wind < 1MW | MW | FallingBehind | 0.96 | 0 | 0 | 0 | 0 | 0 | 0.133 | 0.277 | 0.448 | 0.609 | 0.779 | 0.918 | 1.073 | 1.233 | 1.392 | 1.552 | 1.696 | 1.86 | 2.004 | 2.175 | 2.339 | 2.498 | 2.657 | 2.827 | 3.002 | 3.167 | 3.358
Sundon | Wind Generation | Gen_BB016 | Onshore Wind < 1MW | MW | ElectricEngagement | 0.96 | 0 | 0 | 0 | 0 | 0 | 0.467 | 0.981 | 1.523 | 2.074 | 2.703 | 3.362 | 4.076 | 4.83 | 5.641 | 6.513 | 7.387 | 8.207 | 9.05 | 9.885 | 10.634 | 11.333 | 11.663 | 11.755 | 11.865 | 11.934 | 11.946
Sundon | Wind Generation | Gen_BB016 | Onshore Wind < 1MW | MW | HydrogenEvolution | 0.96 | 0 | 0 | 0 | 0 | 0 | 0.133 | 0.277 | 0.448 | 0.609 | 0.779 | 0.918 | 1.073 | 1.233 | 1.392 | 1.552 | 1.696 | 1.86 | 2.004 | 2.175 | 2.339 | 2.498 | 2.657 | 2.827 | 3.002 | 3.167 | 3.358
Tilbury 1&7 | Wind Generation | Gen_BB016 | Onshore Wind < 1MW | MW | HolisticTransition | 0.96 | 0.96 | 0.96 | 0.96 | 0.96 | 0.96 | 0.969 | 0.979 | 0.991 | 1.003 | 1.014 | 1.024 | 1.035 | 1.046 | 1.057 | 1.068 | 1.078 | 1.089 | 1.099 | 1.111 | 1.123 | 1.134 | 1.145 | 1.156 | 1.168 | 1.18 | 1.193
Tilbury 1&7 | Wind Generation | Gen_BB016 | Onshore Wind < 1MW | MW | FallingBehind | 0.96 | 0.96 | 0.96 | 0.96 | 0.96 | 0.96 | 0.969 | 0.979 | 0.991 | 1.003 | 1.014 | 1.024 | 1.035 | 1.046 | 1.057 | 1.068 | 1.078 | 1.089 | 1.099 | 1.111 | 1.123 | 1.134 | 1.145 | 1.156 | 1.168 | 1.18 | 1.193
Tilbury 1&7 | Wind Generation | Gen_BB016 | Onshore Wind < 1MW | MW | ElectricEngagement | 0.96 | 0.96 | 0.96 | 0.96 | 0.96 | 0.96 | 0.992 | 1.028 | 1.065 | 1.104 | 1.148 | 1.194 | 1.243 | 1.295 | 1.352 | 1.412 | 1.473 | 1.53 | 1.589 | 1.646 | 1.698 | 1.747 | 1.77 | 1.776 | 1.784 | 1.788 | 1.789
Tilbury 1&7 | Wind Generation | Gen_BB016 | Onshore Wind < 1MW | MW | HydrogenEvolution | 0.96 | 0.96 | 0.96 | 0.96 | 0.96 | 0.96 | 0.969 | 0.979 | 0.991 | 1.003 | 1.014 | 1.024 | 1.035 | 1.046 | 1.057 | 1.068 | 1.078 | 1.089 | 1.099 | 1.111 | 1.123 | 1.134 | 1.145 | 1.156 | 1.168 | 1.18 | 1.193
Tilbury 2&8 | Wind Generation | Gen_BB016 | Onshore Wind < 1MW | MW | HolisticTransition | 0 | 0 | 0 | 0 | 0 | 0 | 0.008 | 0.015 | 0.025 | 0.034 | 0.043 | 0.051 | 0.059 | 0.068 | 0.077 | 0.086 | 0.094 | 0.103 | 0.111 | 0.12 | 0.129 | 0.138 | 0.147 | 0.156 | 0.166 | 0.175 | 0.185
Tilbury 2&8 | Wind Generation | Gen_BB016 | Onshore Wind < 1MW | MW | FallingBehind | 0 | 0 | 0 | 0 | 0 | 0 | 0.008 | 0.015 | 0.025 | 0.034 | 0.043 | 0.051 | 0.059 | 0.068 | 0.077 | 0.086 | 0.094 | 0.103 | 0.111 | 0.12 | 0.129 | 0.138 | 0.147 | 0.156 | 0.166 | 0.175 | 0.185
Tilbury 2&8 | Wind Generation | Gen_BB016 | Onshore Wind < 1MW | MW | ElectricEngagement | 0 | 0 | 0 | 0 | 0 | 0 | 0.026 | 0.054 | 0.084 | 0.114 | 0.149 | 0.185 | 0.224 | 0.266 | 0.31 | 0.359 | 0.406 | 0.452 | 0.498 | 0.544 | 0.585 | 0.624 | 0.642 | 0.647 | 0.653 | 0.657 | 0.657
Tilbury 2&8 | Wind Generation | Gen_BB016 | Onshore Wind < 1MW | MW | HydrogenEvolution | 0 | 0 | 0 | 0 | 0 | 0 | 0.008 | 0.015 | 0.025 | 0.034 | 0.043 | 0.051 | 0.059 | 0.068 | 0.077 | 0.086 | 0.094 | 0.103 | 0.111 | 0.12 | 0.129 | 0.138 | 0.147 | 0.156 | 0.166 | 0.175 | 0.185
Tottenham | Wind Generation | Gen_BB016 | Onshore Wind < 1MW | MW | HolisticTransition | 0 | 0 | 0 | 0 | 0 | 0 | 0.002 | 0.005 | 0.008 | 0.011 | 0.014 | 0.017 | 0.02 | 0.022 | 0.025 | 0.028 | 0.031 | 0.034 | 0.036 | 0.039 | 0.042 | 0.045 | 0.048 | 0.051 | 0.054 | 0.057 | 0.061
Tottenham | Wind Generation | Gen_BB016 | Onshore Wind < 1MW | MW | FallingBehind | 0 | 0 | 0 | 0 | 0 | 0 | 0.002 | 0.005 | 0.008 | 0.011 | 0.014 | 0.017 | 0.02 | 0.022 | 0.025 | 0.028 | 0.031 | 0.034 | 0.036 | 0.039 | 0.042 | 0.045 | 0.048 | 0.051 | 0.054 | 0.057 | 0.061
Tottenham | Wind Generation | Gen_BB016 | Onshore Wind < 1MW | MW | ElectricEngagement | 0 | 0 | 0 | 0 | 0 | 0 | 0.008 | 0.018 | 0.028 | 0.038 | 0.049 | 0.061 | 0.074 | 0.088 | 0.102 | 0.118 | 0.134 | 0.149 | 0.164 | 0.179 | 0.193 | 0.205 | 0.211 | 0.213 | 0.215 | 0.216 | 0.216
Tottenham | Wind Generation | Gen_BB016 | Onshore Wind < 1MW | MW | HydrogenEvolution | 0 | 0 | 0 | 0 | 0 | 0 | 0.002 | 0.005 | 0.008 | 0.011 | 0.014 | 0.017 | 0.02 | 0.022 | 0.025 | 0.028 | 0.031 | 0.034 | 0.036 | 0.039 | 0.042 | 0.045 | 0.048 | 0.051 | 0.054 | 0.057 | 0.061
Walpole | Wind Generation | Gen_BB016 | Onshore Wind < 1MW | MW | HolisticTransition | 6.144 | 6.144 | 6.144 | 6.144 | 6.144 | 6.144 | 6.386 | 6.647 | 6.955 | 7.248 | 7.556 | 7.807 | 8.09 | 8.378 | 8.667 | 8.956 | 9.218 | 9.515 | 9.775 | 10.085 | 10.384 | 10.672 | 10.96 | 11.267 | 11.584 | 11.885 | 12.232
Walpole | Wind Generation | Gen_BB016 | Onshore Wind < 1MW | MW | FallingBehind | 6.144 | 6.144 | 6.144 | 6.144 | 6.144 | 6.144 | 6.386 | 6.647 | 6.955 | 7.248 | 7.556 | 7.807 | 8.09 | 8.378 | 8.667 | 8.956 | 9.218 | 9.515 | 9.775 | 10.085 | 10.384 | 10.672 | 10.96 | 11.267 | 11.584 | 11.885 | 12.232
Walpole | Wind Generation | Gen_BB016 | Onshore Wind < 1MW | MW | ElectricEngagement | 6.144 | 6.144 | 6.144 | 6.144 | 6.144 | 6.144 | 6.991 | 7.923 | 8.905 | 9.903 | 11.044 | 12.237 | 13.532 | 14.901 | 16.37 | 17.95 | 19.534 | 21.02 | 22.55 | 24.063 | 25.422 | 26.69 | 27.285 | 27.453 | 27.652 | 27.777 | 27.801
Walpole | Wind Generation | Gen_BB016 | Onshore Wind < 1MW | MW | HydrogenEvolution | 6.144 | 6.144 | 6.144 | 6.144 | 6.144 | 6.144 | 6.386 | 6.647 | 6.955 | 7.248 | 7.556 | 7.807 | 8.09 | 8.378 | 8.667 | 8.956 | 9.218 | 9.515 | 9.775 | 10.085 | 10.384 | 10.672 | 10.96 | 11.267 | 11.584 | 11.885 | 12.232
Warley | Wind Generation | Gen_BB016 | Onshore Wind < 1MW | MW | HolisticTransition | 2.4 | 2.4 | 2.4 | 2.4 | 2.4 | 2.4 | 2.421 | 2.444 | 2.471 | 2.497 | 2.523 | 2.545 | 2.57 | 2.595 | 2.62 | 2.645 | 2.668 | 2.694 | 2.717 | 2.744 | 2.77 | 2.795 | 2.82 | 2.847 | 2.874 | 2.9 | 2.931
Warley | Wind Generation | Gen_BB016 | Onshore Wind < 1MW | MW | FallingBehind | 2.4 | 2.4 | 2.4 | 2.4 | 2.4 | 2.4 | 2.421 | 2.444 | 2.471 | 2.497 | 2.523 | 2.545 | 2.57 | 2.595 | 2.62 | 2.645 | 2.668 | 2.694 | 2.717 | 2.744 | 2.77 | 2.795 | 2.82 | 2.847 | 2.874 | 2.9 | 2.931
Warley | Wind Generation | Gen_BB016 | Onshore Wind < 1MW | MW | ElectricEngagement | 2.4 | 2.4 | 2.4 | 2.4 | 2.4 | 2.4 | 2.474 | 2.554 | 2.64 | 2.727 | 2.826 | 2.931 | 3.044 | 3.163 | 3.291 | 3.428 | 3.566 | 3.696 | 3.829 | 3.961 | 4.079 | 4.19 | 4.242 | 4.256 | 4.273 | 4.284 | 4.286
Warley | Wind Generation | Gen_BB016 | Onshore Wind < 1MW | MW | HydrogenEvolution | 2.4 | 2.4 | 2.4 | 2.4 | 2.4 | 2.4 | 2.421 | 2.444 | 2.471 | 2.497 | 2.523 | 2.545 | 2.57 | 2.595 | 2.62 | 2.645 | 2.668 | 2.694 | 2.717 | 2.744 | 2.77 | 2.795 | 2.82 | 2.847 | 2.874 | 2.9 | 2.931
Watford South 2 and 4 | Wind Generation | Gen_BB016 | Onshore Wind < 1MW | MW | HolisticTransition | 0.432 | 0.432 | 0.432 | 0.432 | 0.432 | 0.432 | 0.436 | 0.441 | 0.447 | 0.452 | 0.457 | 0.462 | 0.467 | 0.472 | 0.478 | 0.483 | 0.487 | 0.493 | 0.498 | 0.503 | 0.509 | 0.514 | 0.519 | 0.525 | 0.53 | 0.536 | 0.542
Watford South 2 and 4 | Wind Generation | Gen_BB016 | Onshore Wind < 1MW | MW | FallingBehind | 0.432 | 0.432 | 0.432 | 0.432 | 0.432 | 0.432 | 0.436 | 0.441 | 0.447 | 0.452 | 0.457 | 0.462 | 0.467 | 0.472 | 0.478 | 0.483 | 0.487 | 0.493 | 0.498 | 0.503 | 0.509 | 0.514 | 0.519 | 0.525 | 0.53 | 0.536 | 0.542
Watford South 2 and 4 | Wind Generation | Gen_BB016 | Onshore Wind < 1MW | MW | ElectricEngagement | 0.432 | 0.432 | 0.432 | 0.432 | 0.432 | 0.432 | 0.447 | 0.464 | 0.482 | 0.5 | 0.52 | 0.542 | 0.566 | 0.59 | 0.617 | 0.645 | 0.674 | 0.701 | 0.728 | 0.756 | 0.78 | 0.803 | 0.814 | 0.817 | 0.82 | 0.823 | 0.823
Watford South 2 and 4 | Wind Generation | Gen_BB016 | Onshore Wind < 1MW | MW | HydrogenEvolution | 0.432 | 0.432 | 0.432 | 0.432 | 0.432 | 0.432 | 0.436 | 0.441 | 0.447 | 0.452 | 0.457 | 0.462 | 0.467 | 0.472 | 0.478 | 0.483 | 0.487 | 0.493 | 0.498 | 0.503 | 0.509 | 0.514 | 0.519 | 0.525 | 0.53 | 0.536 | 0.542
West Thurrock | Wind Generation | Gen_BB016 | Onshore Wind < 1MW | MW | HolisticTransition | 0 | 0 | 0 | 0 | 0 | 0 | 0 | 0 | 0.001 | 0.001 | 0.001 | 0.002 | 0.002 | 0.002 | 0.002 | 0.003 | 0.003 | 0.003 | 0.003 | 0.004 | 0.004 | 0.004 | 0.005 | 0.005 | 0.005 | 0.005 | 0.006
West Thurrock | Wind Generation | Gen_BB016 | Onshore Wind < 1MW | MW | FallingBehind | 0 | 0 | 0 | 0 | 0 | 0 | 0 | 0 | 0.001 | 0.001 | 0.001 | 0.002 | 0.002 | 0.002 | 0.002 | 0.003 | 0.003 | 0.003 | 0.003 | 0.004 | 0.004 | 0.004 | 0.005 | 0.005 | 0.005 | 0.005 | 0.006
West Thurrock | Wind Generation | Gen_BB016 | Onshore Wind < 1MW | MW | ElectricEngagement | 0 | 0 | 0 | 0 | 0 | 0 | 0.001 | 0.002 | 0.002 | 0.003 | 0.005 | 0.006 | 0.007 | 0.008 | 0.01 | 0.011 | 0.012 | 0.014 | 0.015 | 0.017 | 0.018 | 0.019 | 0.02 | 0.02 | 0.02 | 0.02 | 0.02
West Thurrock | Wind Generation | Gen_BB016 | Onshore Wind < 1MW | MW | HydrogenEvolution | 0 | 0 | 0 | 0 | 0 | 0 | 0 | 0 | 0.001 | 0.001 | 0.001 | 0.002 | 0.002 | 0.002 | 0.002 | 0.003 | 0.003 | 0.003 | 0.003 | 0.004 | 0.004 | 0.004 | 0.005 | 0.005 | 0.005 | 0.005 | 0.006
Willesden | Wind Generation | Gen_BB016 | Onshore Wind < 1MW | MW | HolisticTransition | 0 | 0 | 0 | 0 | 0 | 0 | 0 | 0 | 0 | 0 | 0 | 0 | 0 | 0 | 0 | 0 | 0 | 0 | 0 | 0 | 0 | 0 | 0 | 0 | 0 | 0 | 0
Willesden | Wind Generation | Gen_BB016 | Onshore Wind < 1MW | MW | FallingBehind | 0 | 0 | 0 | 0 | 0 | 0 | 0 | 0 | 0 | 0 | 0 | 0 | 0 | 0 | 0 | 0 | 0 | 0 | 0 | 0 | 0 | 0 | 0 | 0 | 0 | 0 | 0
Willesden | Wind Generation | Gen_BB016 | Onshore Wind < 1MW | MW | ElectricEngagement | 0 | 0 | 0 | 0 | 0 | 0 | 0 | 0 | 0 | 0 | 0 | 0 | 0 | 0 | 0 | 0 | 0 | 0 | 0 | 0 | 0 | 0 | 0 | 0 | 0 | 0 | 0
Willesden | Wind Generation | Gen_BB016 | Onshore Wind < 1MW | MW | HydrogenEvolution | 0 | 0 | 0 | 0 | 0 | 0 | 0 | 0 | 0 | 0 | 0 | 0 | 0 | 0 | 0 | 0 | 0 | 0 | 0 | 0 | 0 | 0 | 0 | 0 | 0 | 0 | 0
Acton Lane 22kV | Non-renewable CHP | Gen_BB001 | >=1MW | MW | HolisticTransition | 0 | 0 | 0 | 0 | 0 | 0 | 0 | 0 | 0 | 0 | 0 | 0 | 0 | 0 | 0 | 0 | 0 | 0 | 0 | 0 | 0 | 0 | 0 | 0 | 0 | 0 | 0
Acton Lane 22kV | Non-renewable CHP | Gen_BB001 | >=1MW | MW | FallingBehind | 0 | 0 | 0 | 0 | 0 | 0 | 0 | 0 | 0 | 0 | 0 | 0 | 0 | 0 | 0 | 0 | 0 | 0 | 0 | 0 | 0 | 0 | 0 | 0 | 0 | 0 | 0
Acton Lane 22kV | Non-renewable CHP | Gen_BB001 | >=1MW | MW | ElectricEngagement | 0 | 0 | 0 | 0 | 0 | 0 | 0 | 0 | 0 | 0 | 0 | 0 | 0 | 0 | 0 | 0 | 0 | 0 | 0 | 0 | 0 | 0 | 0 | 0 | 0 | 0 | 0
Acton Lane 22kV | Non-renewable CHP | Gen_BB001 | >=1MW | MW | HydrogenEvolution | 0 | 0 | 0 | 0 | 0 | 0 | 0 | 0 | 0 | 0 | 0 | 0 | 0 | 0 | 0 | 0 | 0 | 0 | 0 | 0 | 0 | 0 | 0 | 0 | 0 | 0 | 0
Barking 132kV GIS | Non-renewable CHP | Gen_BB001 | >=1MW | MW | HolisticTransition | 0 | 0 | 0 | 0 | 0 | 0 | 0 | 0 | 0 | 0 | 0 | 0 | 0 | 0 | 0 | 0 | 0 | 0 | 0 | 0 | 0 | 0 | 0 | 0 | 0 | 0 | 0
Barking 132kV GIS | Non-renewable CHP | Gen_BB001 | >=1MW | MW | FallingBehind | 0 | 0 | 0 | 0 | 0 | 0 | 0 | 0 | 0 | 0 | 0 | 0 | 0 | 0 | 0 | 0 | 0 | 0 | 0 | 0 | 0 | 0 | 0 | 0 | 0 | 0 | 0
Barking 132kV GIS | Non-renewable CHP | Gen_BB001 | >=1MW | MW | ElectricEngagement | 0 | 0 | 0 | 0 | 0 | 0 | 0 | 0 | 0 | 0 | 0 | 0 | 0 | 0 | 0 | 0 | 0 | 0 | 0 | 0 | 0 | 0 | 0 | 0 | 0 | 0 | 0
Barking 132kV GIS | Non-renewable CHP | Gen_BB001 | >=1MW | MW | HydrogenEvolution | 0 | 0 | 0 | 0 | 0 | 0 | 0 | 0 | 0 | 0 | 0 | 0 | 0 | 0 | 0 | 0 | 0 | 0 | 0 | 0 | 0 | 0 | 0 | 0 | 0 | 0 | 0
Barking West 33kV | Non-renewable CHP | Gen_BB001 | >=1MW | MW | HolisticTransition | 0 | 0 | 0 | 0 | 0 | 0 | 0 | 0 | 0 | 0 | 0 | 0 | 0 | 0 | 0 | 0 | 0 | 0 | 0 | 0 | 0 | 0 | 0 | 0 | 0 | 0 | 0
Barking West 33kV | Non-renewable CHP | Gen_BB001 | >=1MW | MW | FallingBehind | 0 | 0 | 0 | 0 | 0 | 0 | 0 | 0 | 0 | 0 | 0 | 0 | 0 | 0 | 0 | 0 | 0 | 0 | 0 | 0 | 0 | 0 | 0 | 0 | 0 | 0 | 0
Barking West 33kV | Non-renewable CHP | Gen_BB001 | >=1MW | MW | ElectricEngagement | 0 | 0 | 0 | 0 | 0 | 0 | 0 | 0 | 0 | 0 | 0 | 0 | 0 | 0 | 0 | 0 | 0 | 0 | 0 | 0 | 0 | 0 | 0 | 0 | 0 | 0 | 0
Barking West 33kV | Non-renewable CHP | Gen_BB001 | >=1MW | MW | HydrogenEvolution | 0 | 0 | 0 | 0 | 0 | 0 | 0 | 0 | 0 | 0 | 0 | 0 | 0 | 0 | 0 | 0 | 0 | 0 | 0 | 0 | 0 | 0 | 0 | 0 | 0 | 0 | 0
Beddington 132kV Hurst 132kV | Non-renewable CHP | Gen_BB001 | >=1MW | MW | HolisticTransition | 0 | 0 | 0 | 0 | 0 | 0 | 0 | 0 | 0 | 0 | 0 | 0 | 0 | 0 | 0 | 0 | 0 | 0 | 0 | 0 | 0 | 0 | 0 | 0 | 0 | 0 | 0
Beddington 132kV Hurst 132kV | Non-renewable CHP | Gen_BB001 | >=1MW | MW | FallingBehind | 0 | 0 | 0 | 0 | 0 | 0 | 0 | 0 | 0 | 0 | 0 | 0 | 0 | 0 | 0 | 0 | 0 | 0 | 0 | 0 | 0 | 0 | 0 | 0 | 0 | 0 | 0
Beddington 132kV Hurst 132kV | Non-renewable CHP | Gen_BB001 | >=1MW | MW | ElectricEngagement | 0 | 0 | 0 | 0 | 0 | 0 | 0 | 0 | 0 | 0 | 0 | 0 | 0 | 0 | 0 | 0 | 0 | 0 | 0 | 0 | 0 | 0 | 0 | 0 | 0 | 0 | 0
Beddington 132kV Hurst 132kV | Non-renewable CHP | Gen_BB001 | >=1MW | MW | HydrogenEvolution | 0 | 0 | 0 | 0 | 0 | 0 | 0 | 0 | 0 | 0 | 0 | 0 | 0 | 0 | 0 | 0 | 0 | 0 | 0 | 0 | 0 | 0 | 0 | 0 | 0 | 0 | 0
Bengeworth Road 132kV GIS | Non-renewable CHP | Gen_BB001 | >=1MW | MW | HolisticTransition | 0 | 0 | 0 | 0 | 21.712 | 17.143 | 12.627 | 8.966 | 6.136 | 3.871 | 2.449 | 0 | 0 | 0 | 0 | 0 | 0 | 0 | 0 | 0 | 0 | 0 | 0 | 0 | 0 | 0 | 0
Bengeworth Road 132kV GIS | Non-renewable CHP | Gen_BB001 | >=1MW | MW | FallingBehind | 0 | 0 | 0 | 0 | 31.6 | 31.6 | 31.6 | 31.6 | 31.6 | 31.6 | 31.6 | 31.6 | 31.6 | 31.6 | 31.6 | 31.6 | 31.6 | 31.6 | 31.6 | 31.6 | 31.6 | 31.6 | 31.6 | 31.6 | 31.6 | 31.6 | 31.6
Bengeworth Road 132kV GIS | Non-renewable CHP | Gen_BB001 | >=1MW | MW | ElectricEngagement | 0 | 0 | 0 | 0 | 26.649 | 23.792 | 20.645 | 17.275 | 13.733 | 10.757 | 7.716 | 5.28 | 3.41 | 2.12 | 1.211 | 0.593 | 0.303 | 0.132 | 0.053 | 0.013 | 0 | 0 | 0 | 0 | 0 | 0 | 0
Bengeworth Road 132kV GIS | Non-renewable CHP | Gen_BB001 | >=1MW | MW | HydrogenEvolution | 0 | 0 | 0 | 0 | 26.649 | 23.792 | 20.645 | 17.275 | 13.733 | 10.757 | 7.716 | 5.28 | 3.41 | 2.12 | 1.211 | 0.593 | 0.303 | 0.132 | 0.053 | 0.013 | 0 | 0 | 0 | 0 | 0 | 0 | 0
Brimsdown | Non-renewable CHP | Gen_BB001 | >=1MW | MW | HolisticTransition | 0 | 0 | 0 | 0 | 0 | 0 | 0 | 0 | 0 | 0 | 0 | 0 | 0 | 0 | 0 | 0 | 0 | 0 | 0 | 0 | 0 | 0 | 0 | 0 | 0 | 0 | 0
Brimsdown | Non-renewable CHP | Gen_BB001 | >=1MW | MW | FallingBehind | 0 | 0 | 0 | 0 | 0 | 0 | 0 | 0 | 0 | 0 | 0 | 0 | 0 | 0 | 0 | 0 | 0 | 0 | 0 | 0 | 0 | 0 | 0 | 0 | 0 | 0 | 0
Brimsdown | Non-renewable CHP | Gen_BB001 | >=1MW | MW | ElectricEngagement | 0 | 0 | 0 | 0 | 0 | 0 | 0 | 0 | 0 | 0 | 0 | 0 | 0 | 0 | 0 | 0 | 0 | 0 | 0 | 0 | 0 | 0 | 0 | 0 | 0 | 0 | 0
Brimsdown | Non-renewable CHP | Gen_BB001 | >=1MW | MW | HydrogenEvolution | 0 | 0 | 0 | 0 | 0 | 0 | 0 | 0 | 0 | 0 | 0 | 0 | 0 | 0 | 0 | 0 | 0 | 0 | 0 | 0 | 0 | 0 | 0 | 0 | 0 | 0 | 0
City Road 132kV | Non-renewable CHP | Gen_BB001 | >=1MW | MW | HolisticTransition | 0 | 0 | 0 | 0 | 0 | 0 | 0 | 0 | 0 | 0 | 0 | 0 | 0 | 0 | 0 | 0 | 0 | 0 | 0 | 0 | 0 | 0 | 0 | 0 | 0 | 0 | 0
City Road 132kV | Non-renewable CHP | Gen_BB001 | >=1MW | MW | FallingBehind | 0 | 0 | 0 | 0 | 0 | 0 | 0 | 0 | 0 | 0 | 0 | 0 | 0 | 0 | 0 | 0 | 0 | 0 | 0 | 0 | 0 | 0 | 0 | 0 | 0 | 0 | 0
City Road 132kV | Non-renewable CHP | Gen_BB001 | >=1MW | MW | ElectricEngagement | 0 | 0 | 0 | 0 | 0 | 0 | 0 | 0 | 0 | 0 | 0 | 0 | 0 | 0 | 0 | 0 | 0 | 0 | 0 | 0 | 0 | 0 | 0 | 0 | 0 | 0 | 0
City Road 132kV | Non-renewable CHP | Gen_BB001 | >=1MW | MW | HydrogenEvolution | 0 | 0 | 0 | 0 | 0 | 0 | 0 | 0 | 0 | 0 | 0 | 0 | 0 | 0 | 0 | 0 | 0 | 0 | 0 | 0 | 0 | 0 | 0 | 0 | 0 | 0 | 0
Hackney 132kV | Non-renewable CHP | Gen_BB001 | >=1MW | MW | HolisticTransition | 0 | 0 | 0 | 0 | 0 | 0 | 0 | 0 | 0 | 0 | 0 | 0 | 0 | 0 | 0 | 0 | 0 | 0 | 0 | 0 | 0 | 0 | 0 | 0 | 0 | 0 | 0
Hackney 132kV | Non-renewable CHP | Gen_BB001 | >=1MW | MW | FallingBehind | 0 | 0 | 0 | 0 | 0 | 0 | 0 | 0 | 0 | 0 | 0 | 0 | 0 | 0 | 0 | 0 | 0 | 0 | 0 | 0 | 0 | 0 | 0 | 0 | 0 | 0 | 0
Hackney 132kV | Non-renewable CHP | Gen_BB001 | >=1MW | MW | ElectricEngagement | 0 | 0 | 0 | 0 | 0 | 0 | 0 | 0 | 0 | 0 | 0 | 0 | 0 | 0 | 0 | 0 | 0 | 0 | 0 | 0 | 0 | 0 | 0 | 0 | 0 | 0 | 0
Hackney 132kV | Non-renewable CHP | Gen_BB001 | >=1MW | MW | HydrogenEvolution | 0 | 0 | 0 | 0 | 0 | 0 | 0 | 0 | 0 | 0 | 0 | 0 | 0 | 0 | 0 | 0 | 0 | 0 | 0 | 0 | 0 | 0 | 0 | 0 | 0 | 0 | 0
Hackney Supergrid 66kV | Non-renewable CHP | Gen_BB001 | >=1MW | MW | HolisticTransition | 0 | 0 | 0 | 0 | 0 | 0 | 0 | 0 | 0 | 0 | 0 | 0 | 0 | 0 | 0 | 0 | 0 | 0 | 0 | 0 | 0 | 0 | 0 | 0 | 0 | 0 | 0
Hackney Supergrid 66kV | Non-renewable CHP | Gen_BB001 | >=1MW | MW | FallingBehind | 0 | 0 | 0 | 0 | 0 | 0 | 0 | 0 | 0 | 0 | 0 | 0 | 0 | 0 | 0 | 0 | 0 | 0 | 0 | 0 | 0 | 0 | 0 | 0 | 0 | 0 | 0
Hackney Supergrid 66kV | Non-renewable CHP | Gen_BB001 | >=1MW | MW | ElectricEngagement | 0 | 0 | 0 | 0 | 0 | 0 | 0 | 0 | 0 | 0 | 0 | 0 | 0 | 0 | 0 | 0 | 0 | 0 | 0 | 0 | 0 | 0 | 0 | 0 | 0 | 0 | 0
Hackney Supergrid 66kV | Non-renewable CHP | Gen_BB001 | >=1MW | MW | HydrogenEvolution | 0 | 0 | 0 | 0 | 0 | 0 | 0 | 0 | 0 | 0 | 0 | 0 | 0 | 0 | 0 | 0 | 0 | 0 | 0 | 0 | 0 | 0 | 0 | 0 | 0 | 0 | 0
Islington 132kV | Non-renewable CHP | Gen_BB001 | >=1MW | MW | HolisticTransition | 0 | 0 | 0 | 0 | 0 | 0 | 0 | 0 | 0 | 0 | 0 | 0 | 0 | 0 | 0 | 0 | 0 | 0 | 0 | 0 | 0 | 0 | 0 | 0 | 0 | 0 | 0
Islington 132kV | Non-renewable CHP | Gen_BB001 | >=1MW | MW | FallingBehind | 0 | 0 | 0 | 0 | 0 | 0 | 0 | 0 | 0 | 0 | 0 | 0 | 0 | 0 | 0 | 0 | 0 | 0 | 0 | 0 | 0 | 0 | 0 | 0 | 0 | 0 | 0
Islington 132kV | Non-renewable CHP | Gen_BB001 | >=1MW | MW | ElectricEngagement | 0 | 0 | 0 | 0 | 0 | 0 | 0 | 0 | 0 | 0 | 0 | 0 | 0 | 0 | 0 | 0 | 0 | 0 | 0 | 0 | 0 | 0 | 0 | 0 | 0 | 0 | 0
Islington 132kV | Non-renewable CHP | Gen_BB001 | >=1MW | MW | HydrogenEvolution | 0 | 0 | 0 | 0 | 0 | 0 | 0 | 0 | 0 | 0 | 0 | 0 | 0 | 0 | 0 | 0 | 0 | 0 | 0 | 0 | 0 | 0 | 0 | 0 | 0 | 0 | 0
Littlebrook 132kV | Non-renewable CHP | Gen_BB001 | >=1MW | MW | HolisticTransition | 0 | 0 | 0 | 0 | 0 | 0 | 0 | 0 | 0 | 0 | 0 | 0 | 0 | 0 | 0 | 0 | 0 | 0 | 0 | 0 | 0 | 0 | 0 | 0 | 0 | 0 | 0
Littlebrook 132kV | Non-renewable CHP | Gen_BB001 | >=1MW | MW | FallingBehind | 0 | 0 | 0 | 0 | 0 | 0 | 0 | 0 | 0 | 0 | 0 | 0 | 0 | 0 | 0 | 0 | 0 | 0 | 0 | 0 | 0 | 0 | 0 | 0 | 0 | 0 | 0
Littlebrook 132kV | Non-renewable CHP | Gen_BB001 | >=1MW | MW | ElectricEngagement | 0 | 0 | 0 | 0 | 0 | 0 | 0 | 0 | 0 | 0 | 0 | 0 | 0 | 0 | 0 | 0 | 0 | 0 | 0 | 0 | 0 | 0 | 0 | 0 | 0 | 0 | 0
Littlebrook 132kV | Non-renewable CHP | Gen_BB001 | >=1MW | MW | HydrogenEvolution | 0 | 0 | 0 | 0 | 0 | 0 | 0 | 0 | 0 | 0 | 0 | 0 | 0 | 0 | 0 | 0 | 0 | 0 | 0 | 0 | 0 | 0 | 0 | 0 | 0 | 0 | 0
Lodge Road 66kV | Non-renewable CHP | Gen_BB001 | >=1MW | MW | HolisticTransition | 0 | 0 | 0 | 0 | 0 | 0 | 0 | 0 | 0 | 0 | 0 | 0 | 0 | 0 | 0 | 0 | 0 | 0 | 0 | 0 | 0 | 0 | 0 | 0 | 0 | 0 | 0
Lodge Road 66kV | Non-renewable CHP | Gen_BB001 | >=1MW | MW | FallingBehind | 0 | 0 | 0 | 0 | 0 | 0 | 0 | 0 | 0 | 0 | 0 | 0 | 0 | 0 | 0 | 0 | 0 | 0 | 0 | 0 | 0 | 0 | 0 | 0 | 0 | 0 | 0
Lodge Road 66kV | Non-renewable CHP | Gen_BB001 | >=1MW | MW | ElectricEngagement | 0 | 0 | 0 | 0 | 0 | 0 | 0 | 0 | 0 | 0 | 0 | 0 | 0 | 0 | 0 | 0 | 0 | 0 | 0 | 0 | 0 | 0 | 0 | 0 | 0 | 0 | 0
Lodge Road 66kV | Non-renewable CHP | Gen_BB001 | >=1MW | MW | HydrogenEvolution | 0 | 0 | 0 | 0 | 0 | 0 | 0 | 0 | 0 | 0 | 0 | 0 | 0 | 0 | 0 | 0 | 0 | 0 | 0 | 0 | 0 | 0 | 0 | 0 | 0 | 0 | 0
New Cross 132kV | Non-renewable CHP | Gen_BB001 | >=1MW | MW | HolisticTransition | 0 | 0 | 0 | 0 | 0 | 0 | 0 | 0 | 0 | 0 | 0 | 0 | 0 | 0 | 0 | 0 | 0 | 0 | 0 | 0 | 0 | 0 | 0 | 0 | 0 | 0 | 0
New Cross 132kV | Non-renewable CHP | Gen_BB001 | >=1MW | MW | FallingBehind | 0 | 0 | 0 | 0 | 0 | 0 | 0 | 0 | 0 | 0 | 0 | 0 | 0 | 0 | 0 | 0 | 0 | 0 | 0 | 0 | 0 | 0 | 0 | 0 | 0 | 0 | 0
New Cross 132kV | Non-renewable CHP | Gen_BB001 | >=1MW | MW | ElectricEngagement | 0 | 0 | 0 | 0 | 0 | 0 | 0 | 0 | 0 | 0 | 0 | 0 | 0 | 0 | 0 | 0 | 0 | 0 | 0 | 0 | 0 | 0 | 0 | 0 | 0 | 0 | 0
New Cross 132kV | Non-renewable CHP | Gen_BB001 | >=1MW | MW | HydrogenEvolution | 0 | 0 | 0 | 0 | 0 | 0 | 0 | 0 | 0 | 0 | 0 | 0 | 0 | 0 | 0 | 0 | 0 | 0 | 0 | 0 | 0 | 0 | 0 | 0 | 0 | 0 | 0
New Cross 132kV to Wimbledon 1 and 2 132kV | Non-renewable CHP | Gen_BB001 | >=1MW | MW | HolisticTransition | 31.6 | 31.6 | 31.6 | 26.61 | 0 | 0 | 0 | 0 | 0 | 0 | 0 | 0 | 0 | 0 | 0 | 0 | 0 | 0 | 0 | 0 | 0 | 0 | 0 | 0 | 0 | 0 | 0
New Cross 132kV to Wimbledon 1 and 2 132kV | Non-renewable CHP | Gen_BB001 | >=1MW | MW | FallingBehind | 31.6 | 31.6 | 31.6 | 31.6 | 0 | 0 | 0 | 0 | 0 | 0 | 0 | 0 | 0 | 0 | 0 | 0 | 0 | 0 | 0 | 0 | 0 | 0 | 0 | 0 | 0 | 0 | 0
New Cross 132kV to Wimbledon 1 and 2 132kV | Non-renewable CHP | Gen_BB001 | >=1MW | MW | ElectricEngagement | 31.6 | 31.6 | 31.6 | 29.112 | 0 | 0 | 0 | 0 | 0 | 0 | 0 | 0 | 0 | 0 | 0 | 0 | 0 | 0 | 0 | 0 | 0 | 0 | 0 | 0 | 0 | 0 | 0
New Cross 132kV to Wimbledon 1 and 2 132kV | Non-renewable CHP | Gen_BB001 | >=1MW | MW | HydrogenEvolution | 31.6 | 31.6 | 31.6 | 29.112 | 0 | 0 | 0 | 0 | 0 | 0 | 0 | 0 | 0 | 0 | 0 | 0 | 0 | 0 | 0 | 0 | 0 | 0 | 0 | 0 | 0 | 0 | 0
New Cross 66kV | Non-renewable CHP | Gen_BB001 | >=1MW | MW | HolisticTransition | 0 | 0 | 0 | 0 | 0 | 0 | 0 | 0 | 0 | 0 | 0 | 0 | 0 | 0 | 0 | 0 | 0 | 0 | 0 | 0 | 0 | 0 | 0 | 0 | 0 | 0 | 0
New Cross 66kV | Non-renewable CHP | Gen_BB001 | >=1MW | MW | FallingBehind | 0 | 0 | 0 | 0 | 0 | 0 | 0 | 0 | 0 | 0 | 0 | 0 | 0 | 0 | 0 | 0 | 0 | 0 | 0 | 0 | 0 | 0 | 0 | 0 | 0 | 0 | 0
New Cross 66kV | Non-renewable CHP | Gen_BB001 | >=1MW | MW | ElectricEngagement | 0 | 0 | 0 | 0 | 0 | 0 | 0 | 0 | 0 | 0 | 0 | 0 | 0 | 0 | 0 | 0 | 0 | 0 | 0 | 0 | 0 | 0 | 0 | 0 | 0 | 0 | 0
New Cross 66kV | Non-renewable CHP | Gen_BB001 | >=1MW | MW | HydrogenEvolution | 0 | 0 | 0 | 0 | 0 | 0 | 0 | 0 | 0 | 0 | 0 | 0 | 0 | 0 | 0 | 0 | 0 | 0 | 0 | 0 | 0 | 0 | 0 | 0 | 0 | 0 | 0
Redbridge Supergrid 33kV | Non-renewable CHP | Gen_BB001 | >=1MW | MW | HolisticTransition | 0 | 0 | 0 | 0 | 0 | 0 | 0 | 0 | 0 | 0 | 0 | 0 | 0 | 0 | 0 | 0 | 0 | 0 | 0 | 0 | 0 | 0 | 0 | 0 | 0 | 0 | 0
Redbridge Supergrid 33kV | Non-renewable CHP | Gen_BB001 | >=1MW | MW | FallingBehind | 0 | 0 | 0 | 0 | 0 | 0 | 0 | 0 | 0 | 0 | 0 | 0 | 0 | 0 | 0 | 0 | 0 | 0 | 0 | 0 | 0 | 0 | 0 | 0 | 0 | 0 | 0
Redbridge Supergrid 33kV | Non-renewable CHP | Gen_BB001 | >=1MW | MW | ElectricEngagement | 0 | 0 | 0 | 0 | 0 | 0 | 0 | 0 | 0 | 0 | 0 | 0 | 0 | 0 | 0 | 0 | 0 | 0 | 0 | 0 | 0 | 0 | 0 | 0 | 0 | 0 | 0
Redbridge Supergrid 33kV | Non-renewable CHP | Gen_BB001 | >=1MW | MW | HydrogenEvolution | 0 | 0 | 0 | 0 | 0 | 0 | 0 | 0 | 0 | 0 | 0 | 0 | 0 | 0 | 0 | 0 | 0 | 0 | 0 | 0 | 0 | 0 | 0 | 0 | 0 | 0 | 0
St Johns Wood 132kV | Non-renewable CHP | Gen_BB001 | >=1MW | MW | HolisticTransition | 0 | 0 | 0 | 0 | 0 | 0 | 0 | 0 | 0 | 0 | 0 | 0 | 0 | 0 | 0 | 0 | 0 | 0 | 0 | 0 | 0 | 0 | 0 | 0 | 0 | 0 | 0
St Johns Wood 132kV | Non-renewable CHP | Gen_BB001 | >=1MW | MW | FallingBehind | 0 | 0 | 0 | 0 | 0 | 0 | 0 | 0 | 0 | 0 | 0 | 0 | 0 | 0 | 0 | 0 | 0 | 0 | 0 | 0 | 0 | 0 | 0 | 0 | 0 | 0 | 0
St Johns Wood 132kV | Non-renewable CHP | Gen_BB001 | >=1MW | MW | ElectricEngagement | 0 | 0 | 0 | 0 | 0 | 0 | 0 | 0 | 0 | 0 | 0 | 0 | 0 | 0 | 0 | 0 | 0 | 0 | 0 | 0 | 0 | 0 | 0 | 0 | 0 | 0 | 0
St Johns Wood 132kV | Non-renewable CHP | Gen_BB001 | >=1MW | MW | HydrogenEvolution | 0 | 0 | 0 | 0 | 0 | 0 | 0 | 0 | 0 | 0 | 0 | 0 | 0 | 0 | 0 | 0 | 0 | 0 | 0 | 0 | 0 | 0 | 0 | 0 | 0 | 0 | 0
West Ham 132kV | Non-renewable CHP | Gen_BB001 | >=1MW | MW | HolisticTransition | 0 | 0 | 0 | 0 | 0 | 0 | 0 | 0 | 0 | 0 | 0 | 0 | 0 | 0 | 0 | 0 | 0 | 0 | 0 | 0 | 0 | 0 | 0 | 0 | 0 | 0 | 0
West Ham 132kV | Non-renewable CHP | Gen_BB001 | >=1MW | MW | FallingBehind | 0 | 0 | 0 | 0 | 0 | 0 | 0 | 0 | 0 | 0 | 0 | 0 | 0 | 0 | 0 | 0 | 0 | 0 | 0 | 0 | 0 | 0 | 0 | 0 | 0 | 0 | 0
West Ham 132kV | Non-renewable CHP | Gen_BB001 | >=1MW | MW | ElectricEngagement | 0 | 0 | 0 | 0 | 0 | 0 | 0 | 0 | 0 | 0 | 0 | 0 | 0 | 0 | 0 | 0 | 0 | 0 | 0 | 0 | 0 | 0 | 0 | 0 | 0 | 0 | 0
West Ham 132kV | Non-renewable CHP | Gen_BB001 | >=1MW | MW | HydrogenEvolution | 0 | 0 | 0 | 0 | 0 | 0 | 0 | 0 | 0 | 0 | 0 | 0 | 0 | 0 | 0 | 0 | 0 | 0 | 0 | 0 | 0 | 0 | 0 | 0 | 0 | 0 | 0
Willesden Grid 132kV | Non-renewable CHP | Gen_BB001 | >=1MW | MW | HolisticTransition | 0 | 0 | 0 | 0 | 0 | 0 | 0 | 0 | 0 | 0 | 0 | 0 | 0 | 0 | 0 | 0 | 0 | 0 | 0 | 0 | 0 | 0 | 0 | 0 | 0 | 0 | 0
Willesden Grid 132kV | Non-renewable CHP | Gen_BB001 | >=1MW | MW | FallingBehind | 0 | 0 | 0 | 0 | 0 | 0 | 0 | 0 | 0 | 0 | 0 | 0 | 0 | 0 | 0 | 0 | 0 | 0 | 0 | 0 | 0 | 0 | 0 | 0 | 0 | 0 | 0
Willesden Grid 132kV | Non-renewable CHP | Gen_BB001 | >=1MW | MW | ElectricEngagement | 0 | 0 | 0 | 0 | 0 | 0 | 0 | 0 | 0 | 0 | 0 | 0 | 0 | 0 | 0 | 0 | 0 | 0 | 0 | 0 | 0 | 0 | 0 | 0 | 0 | 0 | 0
Willesden Grid 132kV | Non-renewable CHP | Gen_BB001 | >=1MW | MW | HydrogenEvolution | 0 | 0 | 0 | 0 | 0 | 0 | 0 | 0 | 0 | 0 | 0 | 0 | 0 | 0 | 0 | 0 | 0 | 0 | 0 | 0 | 0 | 0 | 0 | 0 | 0 | 0 | 0
Willesden Grid 66 kV | Non-renewable CHP | Gen_BB001 | >=1MW | MW | HolisticTransition | 0 | 0 | 0 | 0 | 0 | 0 | 0 | 0 | 0 | 0 | 0 | 0 | 0 | 0 | 0 | 0 | 0 | 0 | 0 | 0 | 0 | 0 | 0 | 0 | 0 | 0 | 0
Willesden Grid 66 kV | Non-renewable CHP | Gen_BB001 | >=1MW | MW | FallingBehind | 0 | 0 | 0 | 0 | 0 | 0 | 0 | 0 | 0 | 0 | 0 | 0 | 0 | 0 | 0 | 0 | 0 | 0 | 0 | 0 | 0 | 0 | 0 | 0 | 0 | 0 | 0
Willesden Grid 66 kV | Non-renewable CHP | Gen_BB001 | >=1MW | MW | ElectricEngagement | 0 | 0 | 0 | 0 | 0 | 0 | 0 | 0 | 0 | 0 | 0 | 0 | 0 | 0 | 0 | 0 | 0 | 0 | 0 | 0 | 0 | 0 | 0 | 0 | 0 | 0 | 0
Willesden Grid 66 kV | Non-renewable CHP | Gen_BB001 | >=1MW | MW | HydrogenEvolution | 0 | 0 | 0 | 0 | 0 | 0 | 0 | 0 | 0 | 0 | 0 | 0 | 0 | 0 | 0 | 0 | 0 | 0 | 0 | 0 | 0 | 0 | 0 | 0 | 0 | 0 | 0
Wimbledon Grid South 3/4 | Non-renewable CHP | Gen_BB001 | >=1MW | MW | HolisticTransition | 0 | 0 | 0 | 0 | 0 | 0 | 0 | 0 | 0 | 0 | 0 | 0 | 0 | 0 | 0 | 0 | 0 | 0 | 0 | 0 | 0 | 0 | 0 | 0 | 0 | 0 | 0
Wimbledon Grid South 3/4 | Non-renewable CHP | Gen_BB001 | >=1MW | MW | FallingBehind | 0 | 0 | 0 | 0 | 0 | 0 | 0 | 0 | 0 | 0 | 0 | 0 | 0 | 0 | 0 | 0 | 0 | 0 | 0 | 0 | 0 | 0 | 0 | 0 | 0 | 0 | 0
Wimbledon Grid South 3/4 | Non-renewable CHP | Gen_BB001 | >=1MW | MW | ElectricEngagement | 0 | 0 | 0 | 0 | 0 | 0 | 0 | 0 | 0 | 0 | 0 | 0 | 0 | 0 | 0 | 0 | 0 | 0 | 0 | 0 | 0 | 0 | 0 | 0 | 0 | 0 | 0
Wimbledon Grid South 3/4 | Non-renewable CHP | Gen_BB001 | >=1MW | MW | HydrogenEvolution | 0 | 0 | 0 | 0 | 0 | 0 | 0 | 0 | 0 | 0 | 0 | 0 | 0 | 0 | 0 | 0 | 0 | 0 | 0 | 0 | 0 | 0 | 0 | 0 | 0 | 0 | 0
Acton Lane 22kV | Non-renewable CHP | Gen_BB002 | <1MW | MW | HolisticTransition | 0 | 0 | 0 | 0 | 0 | 0 | 0 | 0 | 0 | 0 | 0 | 0 | 0 | 0 | 0 | 0 | 0 | 0 | 0 | 0 | 0 | 0 | 0 | 0 | 0 | 0 | 0
Acton Lane 22kV | Non-renewable CHP | Gen_BB002 | <1MW | MW | FallingBehind | 0 | 0 | 0 | 0 | 0 | 0 | 0 | 0 | 0 | 0 | 0 | 0 | 0 | 0 | 0 | 0 | 0 | 0 | 0 | 0 | 0 | 0 | 0 | 0 | 0 | 0 | 0
Acton Lane 22kV | Non-renewable CHP | Gen_BB002 | <1MW | MW | ElectricEngagement | 0 | 0 | 0 | 0 | 0 | 0 | 0 | 0 | 0 | 0 | 0 | 0 | 0 | 0 | 0 | 0 | 0 | 0 | 0 | 0 | 0 | 0 | 0 | 0 | 0 | 0 | 0
Acton Lane 22kV | Non-renewable CHP | Gen_BB002 | <1MW | MW | HydrogenEvolution | 0 | 0 | 0 | 0 | 0 | 0 | 0 | 0 | 0 | 0 | 0 | 0 | 0 | 0 | 0 | 0 | 0 | 0 | 0 | 0 | 0 | 0 | 0 | 0 | 0 | 0 | 0
Barking 132kV GIS | Non-renewable CHP | Gen_BB002 | <1MW | MW | HolisticTransition | 0 | 0 | 0 | 0 | 0 | 0 | 0 | 0 | 0 | 0 | 0 | 0 | 0 | 0 | 0 | 0 | 0 | 0 | 0 | 0 | 0 | 0 | 0 | 0 | 0 | 0 | 0
Barking 132kV GIS | Non-renewable CHP | Gen_BB002 | <1MW | MW | FallingBehind | 0 | 0 | 0 | 0 | 0 | 0 | 0 | 0 | 0 | 0 | 0 | 0 | 0 | 0 | 0 | 0 | 0 | 0 | 0 | 0 | 0 | 0 | 0 | 0 | 0 | 0 | 0
Barking 132kV GIS | Non-renewable CHP | Gen_BB002 | <1MW | MW | ElectricEngagement | 0 | 0 | 0 | 0 | 0 | 0 | 0 | 0 | 0 | 0 | 0 | 0 | 0 | 0 | 0 | 0 | 0 | 0 | 0 | 0 | 0 | 0 | 0 | 0 | 0 | 0 | 0
Barking 132kV GIS | Non-renewable CHP | Gen_BB002 | <1MW | MW | HydrogenEvolution | 0 | 0 | 0 | 0 | 0 | 0 | 0 | 0 | 0 | 0 | 0 | 0 | 0 | 0 | 0 | 0 | 0 | 0 | 0 | 0 | 0 | 0 | 0 | 0 | 0 | 0 | 0
Barking West 33kV | Non-renewable CHP | Gen_BB002 | <1MW | MW | HolisticTransition | 0 | 0 | 0 | 0 | 0 | 0 | 0 | 0 | 0 | 0 | 0 | 0 | 0 | 0 | 0 | 0 | 0 | 0 | 0 | 0 | 0 | 0 | 0 | 0 | 0 | 0 | 0
Barking West 33kV | Non-renewable CHP | Gen_BB002 | <1MW | MW | FallingBehind | 0 | 0 | 0 | 0 | 0 | 0 | 0 | 0 | 0 | 0 | 0 | 0 | 0 | 0 | 0 | 0 | 0 | 0 | 0 | 0 | 0 | 0 | 0 | 0 | 0 | 0 | 0
Barking West 33kV | Non-renewable CHP | Gen_BB002 | <1MW | MW | ElectricEngagement | 0 | 0 | 0 | 0 | 0 | 0 | 0 | 0 | 0 | 0 | 0 | 0 | 0 | 0 | 0 | 0 | 0 | 0 | 0 | 0 | 0 | 0 | 0 | 0 | 0 | 0 | 0
Barking West 33kV | Non-renewable CHP | Gen_BB002 | <1MW | MW | HydrogenEvolution | 0 | 0 | 0 | 0 | 0 | 0 | 0 | 0 | 0 | 0 | 0 | 0 | 0 | 0 | 0 | 0 | 0 | 0 | 0 | 0 | 0 | 0 | 0 | 0 | 0 | 0 | 0
Beddington 132kV Hurst 132kV | Non-renewable CHP | Gen_BB002 | <1MW | MW | HolisticTransition | 0 | 0.058 | 0.117 | 0.173 | 0.173 | 0.173 | 0.173 | 0.173 | 0.173 | 0.086 | 0.086 | 0 | 0 | 0 | 0 | 0 | 0 | 0 | 0 | 0 | 0 | 0 | 0 | 0 | 0 | 0 | 0
Beddington 132kV Hurst 132kV | Non-renewable CHP | Gen_BB002 | <1MW | MW | FallingBehind | 0 | 0.259 | 0.518 | 0.778 | 0.778 | 0.778 | 0.778 | 0.778 | 0.778 | 0.778 | 0.778 | 0.778 | 0.778 | 0.778 | 0.778 | 0.778 | 0.778 | 0.778 | 0.778 | 0.778 | 0.519 | 0.519 | 0.519 | 0.519 | 0.519 | 0.519 | 0.519
Beddington 132kV Hurst 132kV | Non-renewable CHP | Gen_BB002 | <1MW | MW | ElectricEngagement | 0 | 0.173 | 0.346 | 0.518 | 0.518 | 0.518 | 0.518 | 0.346 | 0.346 | 0.346 | 0.346 | 0.346 | 0.259 | 0.173 | 0.173 | 0.173 | 0.173 | 0.173 | 0 | 0 | 0 | 0 | 0 | 0 | 0 | 0 | 0
Beddington 132kV Hurst 132kV | Non-renewable CHP | Gen_BB002 | <1MW | MW | HydrogenEvolution | 0 | 0.173 | 0.346 | 0.518 | 0.518 | 0.518 | 0.518 | 0.346 | 0.346 | 0.346 | 0.346 | 0.346 | 0.259 | 0.173 | 0.173 | 0.173 | 0.173 | 0.173 | 0 | 0 | 0 | 0 | 0 | 0 | 0 | 0 | 0
Bengeworth Road 132kV GIS | Non-renewable CHP | Gen_BB002 | <1MW | MW | HolisticTransition | 0 | 0 | 0 | 0 | 0 | 0 | 0 | 0 | 0 | 0 | 0 | 0 | 0 | 0 | 0 | 0 | 0 | 0 | 0 | 0 | 0 | 0 | 0 | 0 | 0 | 0 | 0
Bengeworth Road 132kV GIS | Non-renewable CHP | Gen_BB002 | <1MW | MW | FallingBehind | 0 | 0 | 0 | 0 | 0 | 0 | 0 | 0 | 0 | 0 | 0 | 0 | 0 | 0 | 0 | 0 | 0 | 0 | 0 | 0 | 0 | 0 | 0 | 0 | 0 | 0 | 0
Bengeworth Road 132kV GIS | Non-renewable CHP | Gen_BB002 | <1MW | MW | ElectricEngagement | 0 | 0 | 0 | 0 | 0 | 0 | 0 | 0 | 0 | 0 | 0 | 0 | 0 | 0 | 0 | 0 | 0 | 0 | 0 | 0 | 0 | 0 | 0 | 0 | 0 | 0 | 0
Bengeworth Road 132kV GIS | Non-renewable CHP | Gen_BB002 | <1MW | MW | HydrogenEvolution | 0 | 0 | 0 | 0 | 0 | 0 | 0 | 0 | 0 | 0 | 0 | 0 | 0 | 0 | 0 | 0 | 0 | 0 | 0 | 0 | 0 | 0 | 0 | 0 | 0 | 0 | 0
Brimsdown | Non-renewable CHP | Gen_BB002 | <1MW | MW | HolisticTransition | 0 | 0 | 0 | 0 | 0 | 0 | 0 | 0 | 0 | 0 | 0 | 0 | 0 | 0 | 0 | 0 | 0 | 0 | 0 | 0 | 0 | 0 | 0 | 0 | 0 | 0 | 0
Brimsdown | Non-renewable CHP | Gen_BB002 | <1MW | MW | FallingBehind | 0 | 0 | 0 | 0 | 0 | 0 | 0 | 0 | 0 | 0 | 0 | 0 | 0 | 0 | 0 | 0 | 0 | 0 | 0 | 0 | 0 | 0 | 0 | 0 | 0 | 0 | 0
Brimsdown | Non-renewable CHP | Gen_BB002 | <1MW | MW | ElectricEngagement | 0 | 0 | 0 | 0 | 0 | 0 | 0 | 0 | 0 | 0 | 0 | 0 | 0 | 0 | 0 | 0 | 0 | 0 | 0 | 0 | 0 | 0 | 0 | 0 | 0 | 0 | 0
Brimsdown | Non-renewable CHP | Gen_BB002 | <1MW | MW | HydrogenEvolution | 0 | 0 | 0 | 0 | 0 | 0 | 0 | 0 | 0 | 0 | 0 | 0 | 0 | 0 | 0 | 0 | 0 | 0 | 0 | 0 | 0 | 0 | 0 | 0 | 0 | 0 | 0
City Road 132kV | Non-renewable CHP | Gen_BB002 | <1MW | MW | HolisticTransition | 0 | 0 | 0 | 0 | 0 | 0 | 0 | 0 | 0 | 0 | 0 | 0 | 0 | 0 | 0 | 0 | 0 | 0 | 0 | 0 | 0 | 0 | 0 | 0 | 0 | 0 | 0
City Road 132kV | Non-renewable CHP | Gen_BB002 | <1MW | MW | FallingBehind | 0 | 0 | 0 | 0 | 0 | 0 | 0 | 0 | 0 | 0 | 0 | 0 | 0 | 0 | 0 | 0 | 0 | 0 | 0 | 0 | 0 | 0 | 0 | 0 | 0 | 0 | 0
City Road 132kV | Non-renewable CHP | Gen_BB002 | <1MW | MW | ElectricEngagement | 0 | 0 | 0 | 0 | 0 | 0 | 0 | 0 | 0 | 0 | 0 | 0 | 0 | 0 | 0 | 0 | 0 | 0 | 0 | 0 | 0 | 0 | 0 | 0 | 0 | 0 | 0
City Road 132kV | Non-renewable CHP | Gen_BB002 | <1MW | MW | HydrogenEvolution | 0 | 0 | 0 | 0 | 0 | 0 | 0 | 0 | 0 | 0 | 0 | 0 | 0 | 0 | 0 | 0 | 0 | 0 | 0 | 0 | 0 | 0 | 0 | 0 | 0 | 0 | 0
Hackney 132kV | Non-renewable CHP | Gen_BB002 | <1MW | MW | HolisticTransition | 0 | 0 | 0 | 0 | 0 | 0 | 0 | 0 | 0 | 0 | 0 | 0 | 0 | 0 | 0 | 0 | 0 | 0 | 0 | 0 | 0 | 0 | 0 | 0 | 0 | 0 | 0
Hackney 132kV | Non-renewable CHP | Gen_BB002 | <1MW | MW | FallingBehind | 0 | 0 | 0 | 0 | 0 | 0 | 0 | 0 | 0 | 0 | 0 | 0 | 0 | 0 | 0 | 0 | 0 | 0 | 0 | 0 | 0 | 0 | 0 | 0 | 0 | 0 | 0
Hackney 132kV | Non-renewable CHP | Gen_BB002 | <1MW | MW | ElectricEngagement | 0 | 0 | 0 | 0 | 0 | 0 | 0 | 0 | 0 | 0 | 0 | 0 | 0 | 0 | 0 | 0 | 0 | 0 | 0 | 0 | 0 | 0 | 0 | 0 | 0 | 0 | 0
Hackney 132kV | Non-renewable CHP | Gen_BB002 | <1MW | MW | HydrogenEvolution | 0 | 0 | 0 | 0 | 0 | 0 | 0 | 0 | 0 | 0 | 0 | 0 | 0 | 0 | 0 | 0 | 0 | 0 | 0 | 0 | 0 | 0 | 0 | 0 | 0 | 0 | 0
Hackney Supergrid 66kV | Non-renewable CHP | Gen_BB002 | <1MW | MW | HolisticTransition | 0 | 0 | 0 | 0 | 0 | 0 | 0 | 0 | 0 | 0 | 0 | 0 | 0 | 0 | 0 | 0 | 0 | 0 | 0 | 0 | 0 | 0 | 0 | 0 | 0 | 0 | 0
Hackney Supergrid 66kV | Non-renewable CHP | Gen_BB002 | <1MW | MW | FallingBehind | 0 | 0 | 0 | 0 | 0 | 0 | 0 | 0 | 0 | 0 | 0 | 0 | 0 | 0 | 0 | 0 | 0 | 0 | 0 | 0 | 0 | 0 | 0 | 0 | 0 | 0 | 0
Hackney Supergrid 66kV | Non-renewable CHP | Gen_BB002 | <1MW | MW | ElectricEngagement | 0 | 0 | 0 | 0 | 0 | 0 | 0 | 0 | 0 | 0 | 0 | 0 | 0 | 0 | 0 | 0 | 0 | 0 | 0 | 0 | 0 | 0 | 0 | 0 | 0 | 0 | 0
Hackney Supergrid 66kV | Non-renewable CHP | Gen_BB002 | <1MW | MW | HydrogenEvolution | 0 | 0 | 0 | 0 | 0 | 0 | 0 | 0 | 0 | 0 | 0 | 0 | 0 | 0 | 0 | 0 | 0 | 0 | 0 | 0 | 0 | 0 | 0 | 0 | 0 | 0 | 0
Islington 132kV | Non-renewable CHP | Gen_BB002 | <1MW | MW | HolisticTransition | 0 | 0 | 0 | 0 | 0 | 0 | 0 | 0 | 0 | 0 | 0 | 0 | 0 | 0 | 0 | 0 | 0 | 0 | 0 | 0 | 0 | 0 | 0 | 0 | 0 | 0 | 0
Islington 132kV | Non-renewable CHP | Gen_BB002 | <1MW | MW | FallingBehind | 0 | 0 | 0 | 0 | 0 | 0 | 0 | 0 | 0 | 0 | 0 | 0 | 0 | 0 | 0 | 0 | 0 | 0 | 0 | 0 | 0 | 0 | 0 | 0 | 0 | 0 | 0
Islington 132kV | Non-renewable CHP | Gen_BB002 | <1MW | MW | ElectricEngagement | 0 | 0 | 0 | 0 | 0 | 0 | 0 | 0 | 0 | 0 | 0 | 0 | 0 | 0 | 0 | 0 | 0 | 0 | 0 | 0 | 0 | 0 | 0 | 0 | 0 | 0 | 0
Islington 132kV | Non-renewable CHP | Gen_BB002 | <1MW | MW | HydrogenEvolution | 0 | 0 | 0 | 0 | 0 | 0 | 0 | 0 | 0 | 0 | 0 | 0 | 0 | 0 | 0 | 0 | 0 | 0 | 0 | 0 | 0 | 0 | 0 | 0 | 0 | 0 | 0
Littlebrook 132kV | Non-renewable CHP | Gen_BB002 | <1MW | MW | HolisticTransition | 0.001 | 0.001 | 0.001 | 0 | 0 | 0 | 0 | 0 | 0 | 0 | 0 | 0 | 0 | 0 | 0 | 0 | 0 | 0 | 0 | 0 | 0 | 0 | 0 | 0 | 0 | 0 | 0
Littlebrook 132kV | Non-renewable CHP | Gen_BB002 | <1MW | MW | FallingBehind | 0.001 | 0 | 0 | 0 | 0 | 0 | 0 | 0 | 0 | 0 | 0 | 0 | 0 | 0 | 0 | 0 | 0 | 0 | 0 | 0 | 0 | 0 | 0 | 0 | 0 | 0 | 0
Littlebrook 132kV | Non-renewable CHP | Gen_BB002 | <1MW | MW | ElectricEngagement | 0.001 | 0 | 0 | 0 | 0 | 0 | 0 | 0 | 0 | 0 | 0 | 0 | 0 | 0 | 0 | 0 | 0 | 0 | 0 | 0 | 0 | 0 | 0 | 0 | 0 | 0 | 0
Littlebrook 132kV | Non-renewable CHP | Gen_BB002 | <1MW | MW | HydrogenEvolution | 0.001 | 0 | 0 | 0 | 0 | 0 | 0 | 0 | 0 | 0 | 0 | 0 | 0 | 0 | 0 | 0 | 0 | 0 | 0 | 0 | 0 | 0 | 0 | 0 | 0 | 0 | 0
Lodge Road 66kV | Non-renewable CHP | Gen_BB002 | <1MW | MW | HolisticTransition | 0 | 0 | 0.001 | 0 | 0 | 0 | 0 | 0 | 0 | 0 | 0 | 0 | 0 | 0 | 0 | 0 | 0 | 0 | 0 | 0 | 0 | 0 | 0 | 0 | 0 | 0 | 0
Lodge Road 66kV | Non-renewable CHP | Gen_BB002 | <1MW | MW | FallingBehind | 0 | 0 | 0 | 0 | 0 | 0 | 0 | 0 | 0 | 0 | 0 | 0 | 0 | 0 | 0 | 0 | 0 | 0 | 0 | 0 | 0 | 0 | 0 | 0 | 0 | 0 | 0
Lodge Road 66kV | Non-renewable CHP | Gen_BB002 | <1MW | MW | ElectricEngagement | 0 | 0 | 0 | 0 | 0 | 0 | 0 | 0 | 0 | 0 | 0 | 0 | 0 | 0 | 0 | 0 | 0 | 0 | 0 | 0 | 0 | 0 | 0 | 0 | 0 | 0 | 0
Lodge Road 66kV | Non-renewable CHP | Gen_BB002 | <1MW | MW | HydrogenEvolution | 0 | 0 | 0 | 0 | 0 | 0 | 0 | 0 | 0 | 0 | 0 | 0 | 0 | 0 | 0 | 0 | 0 | 0 | 0 | 0 | 0 | 0 | 0 | 0 | 0 | 0 | 0
New Cross 132kV | Non-renewable CHP | Gen_BB002 | <1MW | MW | HolisticTransition | 0 | 0 | 0 | 0 | 0 | 0 | 0 | 0 | 0 | 0 | 0 | 0 | 0 | 0 | 0 | 0 | 0 | 0 | 0 | 0 | 0 | 0 | 0 | 0 | 0 | 0 | 0
New Cross 132kV | Non-renewable CHP | Gen_BB002 | <1MW | MW | FallingBehind | 0 | 0 | 0 | 0 | 0 | 0 | 0 | 0 | 0 | 0 | 0 | 0 | 0 | 0 | 0 | 0 | 0 | 0 | 0 | 0 | 0 | 0 | 0 | 0 | 0 | 0 | 0
New Cross 132kV | Non-renewable CHP | Gen_BB002 | <1MW | MW | ElectricEngagement | 0 | 0 | 0 | 0 | 0 | 0 | 0 | 0 | 0 | 0 | 0 | 0 | 0 | 0 | 0 | 0 | 0 | 0 | 0 | 0 | 0 | 0 | 0 | 0 | 0 | 0 | 0
New Cross 132kV | Non-renewable CHP | Gen_BB002 | <1MW | MW | HydrogenEvolution | 0 | 0 | 0 | 0 | 0 | 0 | 0 | 0 | 0 | 0 | 0 | 0 | 0 | 0 | 0 | 0 | 0 | 0 | 0 | 0 | 0 | 0 | 0 | 0 | 0 | 0 | 0
New Cross 132kV to Wimbledon 1 and 2 132kV | Non-renewable CHP | Gen_BB002 | <1MW | MW | HolisticTransition | 0 | 0 | 0 | 0 | 0 | 0 | 0 | 0 | 0 | 0 | 0 | 0 | 0 | 0 | 0 | 0 | 0 | 0 | 0 | 0 | 0 | 0 | 0 | 0 | 0 | 0 | 0
New Cross 132kV to Wimbledon 1 and 2 132kV | Non-renewable CHP | Gen_BB002 | <1MW | MW | FallingBehind | 0 | 0 | 0 | 0 | 0 | 0 | 0 | 0 | 0 | 0 | 0 | 0 | 0 | 0 | 0 | 0 | 0 | 0 | 0 | 0 | 0 | 0 | 0 | 0 | 0 | 0 | 0
New Cross 132kV to Wimbledon 1 and 2 132kV | Non-renewable CHP | Gen_BB002 | <1MW | MW | ElectricEngagement | 0 | 0 | 0 | 0 | 0 | 0 | 0 | 0 | 0 | 0 | 0 | 0 | 0 | 0 | 0 | 0 | 0 | 0 | 0 | 0 | 0 | 0 | 0 | 0 | 0 | 0 | 0
New Cross 132kV to Wimbledon 1 and 2 132kV | Non-renewable CHP | Gen_BB002 | <1MW | MW | HydrogenEvolution | 0 | 0 | 0 | 0 | 0 | 0 | 0 | 0 | 0 | 0 | 0 | 0 | 0 | 0 | 0 | 0 | 0 | 0 | 0 | 0 | 0 | 0 | 0 | 0 | 0 | 0 | 0
New Cross 66kV | Non-renewable CHP | Gen_BB002 | <1MW | MW | HolisticTransition | 0 | 0 | 0 | 0 | 0 | 0 | 0 | 0 | 0 | 0 | 0 | 0 | 0 | 0 | 0 | 0 | 0 | 0 | 0 | 0 | 0 | 0 | 0 | 0 | 0 | 0 | 0
New Cross 66kV | Non-renewable CHP | Gen_BB002 | <1MW | MW | FallingBehind | 0 | 0 | 0 | 0 | 0 | 0 | 0 | 0 | 0 | 0 | 0 | 0 | 0 | 0 | 0 | 0 | 0 | 0 | 0 | 0 | 0 | 0 | 0 | 0 | 0 | 0 | 0
New Cross 66kV | Non-renewable CHP | Gen_BB002 | <1MW | MW | ElectricEngagement | 0 | 0 | 0 | 0 | 0 | 0 | 0 | 0 | 0 | 0 | 0 | 0 | 0 | 0 | 0 | 0 | 0 | 0 | 0 | 0 | 0 | 0 | 0 | 0 | 0 | 0 | 0
New Cross 66kV | Non-renewable CHP | Gen_BB002 | <1MW | MW | HydrogenEvolution | 0 | 0 | 0 | 0 | 0 | 0 | 0 | 0 | 0 | 0 | 0 | 0 | 0 | 0 | 0 | 0 | 0 | 0 | 0 | 0 | 0 | 0 | 0 | 0 | 0 | 0 | 0
Redbridge Supergrid 33kV | Non-renewable CHP | Gen_BB002 | <1MW | MW | HolisticTransition | 0 | 0 | 0 | 0 | 0 | 0 | 0 | 0 | 0 | 0 | 0 | 0 | 0 | 0 | 0 | 0 | 0 | 0 | 0 | 0 | 0 | 0 | 0 | 0 | 0 | 0 | 0
Redbridge Supergrid 33kV | Non-renewable CHP | Gen_BB002 | <1MW | MW | FallingBehind | 0 | 0 | 0 | 0 | 0 | 0 | 0 | 0 | 0 | 0 | 0 | 0 | 0 | 0 | 0 | 0 | 0 | 0 | 0 | 0 | 0 | 0 | 0 | 0 | 0 | 0 | 0
Redbridge Supergrid 33kV | Non-renewable CHP | Gen_BB002 | <1MW | MW | ElectricEngagement | 0 | 0 | 0 | 0 | 0 | 0 | 0 | 0 | 0 | 0 | 0 | 0 | 0 | 0 | 0 | 0 | 0 | 0 | 0 | 0 | 0 | 0 | 0 | 0 | 0 | 0 | 0
Redbridge Supergrid 33kV | Non-renewable CHP | Gen_BB002 | <1MW | MW | HydrogenEvolution | 0 | 0 | 0 | 0 | 0 | 0 | 0 | 0 | 0 | 0 | 0 | 0 | 0 | 0 | 0 | 0 | 0 | 0 | 0 | 0 | 0 | 0 | 0 | 0 | 0 | 0 | 0
St Johns Wood 132kV | Non-renewable CHP | Gen_BB002 | <1MW | MW | HolisticTransition | 0 | 0.021 | 0.042 | 0.062 | 0.062 | 0.062 | 0.062 | 0.062 | 0.062 | 0.031 | 0.031 | 0 | 0 | 0 | 0 | 0 | 0 | 0 | 0 | 0 | 0 | 0 | 0 | 0 | 0 | 0 | 0
St Johns Wood 132kV | Non-renewable CHP | Gen_BB002 | <1MW | MW | FallingBehind | 0 | 0.094 | 0.187 | 0.281 | 0.281 | 0.281 | 0.281 | 0.281 | 0.281 | 0.281 | 0.281 | 0.281 | 0.281 | 0.281 | 0.281 | 0.281 | 0.281 | 0.281 | 0.281 | 0.281 | 0.187 | 0.187 | 0.187 | 0.187 | 0.187 | 0.187 | 0.187
St Johns Wood 132kV | Non-renewable CHP | Gen_BB002 | <1MW | MW | ElectricEngagement | 0 | 0.062 | 0.125 | 0.187 | 0.187 | 0.187 | 0.187 | 0.125 | 0.125 | 0.125 | 0.125 | 0.125 | 0.094 | 0.062 | 0.062 | 0.062 | 0.062 | 0.062 | 0 | 0 | 0 | 0 | 0 | 0 | 0 | 0 | 0
St Johns Wood 132kV | Non-renewable CHP | Gen_BB002 | <1MW | MW | HydrogenEvolution | 0 | 0.062 | 0.125 | 0.187 | 0.187 | 0.187 | 0.187 | 0.125 | 0.125 | 0.125 | 0.125 | 0.125 | 0.094 | 0.062 | 0.062 | 0.062 | 0.062 | 0.062 | 0 | 0 | 0 | 0 | 0 | 0 | 0 | 0 | 0
West Ham 132kV | Non-renewable CHP | Gen_BB002 | <1MW | MW | HolisticTransition | 0 | 0 | 0 | 0 | 0 | 0 | 0 | 0 | 0 | 0 | 0 | 0 | 0 | 0 | 0 | 0 | 0 | 0 | 0 | 0 | 0 | 0 | 0 | 0 | 0 | 0 | 0
West Ham 132kV | Non-renewable CHP | Gen_BB002 | <1MW | MW | FallingBehind | 0 | 0 | 0 | 0 | 0 | 0 | 0 | 0 | 0 | 0 | 0 | 0 | 0 | 0 | 0 | 0 | 0 | 0 | 0 | 0 | 0 | 0 | 0 | 0 | 0 | 0 | 0
West Ham 132kV | Non-renewable CHP | Gen_BB002 | <1MW | MW | ElectricEngagement | 0 | 0 | 0 | 0 | 0 | 0 | 0 | 0 | 0 | 0 | 0 | 0 | 0 | 0 | 0 | 0 | 0 | 0 | 0 | 0 | 0 | 0 | 0 | 0 | 0 | 0 | 0
West Ham 132kV | Non-renewable CHP | Gen_BB002 | <1MW | MW | HydrogenEvolution | 0 | 0 | 0 | 0 | 0 | 0 | 0 | 0 | 0 | 0 | 0 | 0 | 0 | 0 | 0 | 0 | 0 | 0 | 0 | 0 | 0 | 0 | 0 | 0 | 0 | 0 | 0
Willesden Grid 132kV | Non-renewable CHP | Gen_BB002 | <1MW | MW | HolisticTransition | 0 | 0 | 0 | 0 | 0 | 0 | 0 | 0 | 0 | 0 | 0 | 0 | 0 | 0 | 0 | 0 | 0 | 0 | 0 | 0 | 0 | 0 | 0 | 0 | 0 | 0 | 0
Willesden Grid 132kV | Non-renewable CHP | Gen_BB002 | <1MW | MW | FallingBehind | 0 | 0 | 0 | 0 | 0 | 0 | 0 | 0 | 0 | 0 | 0 | 0 | 0 | 0 | 0 | 0 | 0 | 0 | 0 | 0 | 0 | 0 | 0 | 0 | 0 | 0 | 0
Willesden Grid 132kV | Non-renewable CHP | Gen_BB002 | <1MW | MW | ElectricEngagement | 0 | 0 | 0 | 0 | 0 | 0 | 0 | 0 | 0 | 0 | 0 | 0 | 0 | 0 | 0 | 0 | 0 | 0 | 0 | 0 | 0 | 0 | 0 | 0 | 0 | 0 | 0
Willesden Grid 132kV | Non-renewable CHP | Gen_BB002 | <1MW | MW | HydrogenEvolution | 0 | 0 | 0 | 0 | 0 | 0 | 0 | 0 | 0 | 0 | 0 | 0 | 0 | 0 | 0 | 0 | 0 | 0 | 0 | 0 | 0 | 0 | 0 | 0 | 0 | 0 | 0
Willesden Grid 66 kV | Non-renewable CHP | Gen_BB002 | <1MW | MW | HolisticTransition | 0 | 0 | 0 | 0 | 0 | 0 | 0 | 0 | 0 | 0 | 0 | 0 | 0 | 0 | 0 | 0 | 0 | 0 | 0 | 0 | 0 | 0 | 0 | 0 | 0 | 0 | 0
Willesden Grid 66 kV | Non-renewable CHP | Gen_BB002 | <1MW | MW | FallingBehind | 0 | 0 | 0 | 0 | 0 | 0 | 0 | 0 | 0 | 0 | 0 | 0 | 0 | 0 | 0 | 0 | 0 | 0 | 0 | 0 | 0 | 0 | 0 | 0 | 0 | 0 | 0
Willesden Grid 66 kV | Non-renewable CHP | Gen_BB002 | <1MW | MW | ElectricEngagement | 0 | 0 | 0 | 0 | 0 | 0 | 0 | 0 | 0 | 0 | 0 | 0 | 0 | 0 | 0 | 0 | 0 | 0 | 0 | 0 | 0 | 0 | 0 | 0 | 0 | 0 | 0
Willesden Grid 66 kV | Non-renewable CHP | Gen_BB002 | <1MW | MW | HydrogenEvolution | 0 | 0 | 0 | 0 | 0 | 0 | 0 | 0 | 0 | 0 | 0 | 0 | 0 | 0 | 0 | 0 | 0 | 0 | 0 | 0 | 0 | 0 | 0 | 0 | 0 | 0 | 0
Wimbledon Grid South 3/4 | Non-renewable CHP | Gen_BB002 | <1MW | MW | HolisticTransition | 0 | 0 | 0 | 0 | 0 | 0 | 0 | 0 | 0 | 0 | 0 | 0 | 0 | 0 | 0 | 0 | 0 | 0 | 0 | 0 | 0 | 0 | 0 | 0 | 0 | 0 | 0
Wimbledon Grid South 3/4 | Non-renewable CHP | Gen_BB002 | <1MW | MW | FallingBehind | 0 | 0 | 0 | 0 | 0 | 0 | 0 | 0 | 0 | 0 | 0 | 0 | 0 | 0 | 0 | 0 | 0 | 0 | 0 | 0 | 0 | 0 | 0 | 0 | 0 | 0 | 0
Wimbledon Grid South 3/4 | Non-renewable CHP | Gen_BB002 | <1MW | MW | ElectricEngagement | 0 | 0 | 0 | 0 | 0 | 0 | 0 | 0 | 0 | 0 | 0 | 0 | 0 | 0 | 0 | 0 | 0 | 0 | 0 | 0 | 0 | 0 | 0 | 0 | 0 | 0 | 0
Wimbledon Grid South 3/4 | Non-renewable CHP | Gen_BB002 | <1MW | MW | HydrogenEvolution | 0 | 0 | 0 | 0 | 0 | 0 | 0 | 0 | 0 | 0 | 0 | 0 | 0 | 0 | 0 | 0 | 0 | 0 | 0 | 0 | 0 | 0 | 0 | 0 | 0 | 0 | 0
Acton Lane 22kV | Micro CHP | Gen_BB003 | Domestic (G98/G83) | MW | HolisticTransition | 0 | 0 | 0 | 0 | 0 | 0 | 0 | 0 | 0 | 0 | 0 | 0 | 0 | 0 | 0 | 0 | 0 | 0 | 0 | 0 | 0 | 0 | 0 | 0 | 0 | 0 | 0
Acton Lane 22kV | Micro CHP | Gen_BB003 | Domestic (G98/G83) | MW | FallingBehind | 0 | 0 | 0 | 0 | 0 | 0 | 0 | 0 | 0 | 0 | 0 | 0 | 0 | 0 | 0 | 0 | 0 | 0 | 0 | 0 | 0 | 0 | 0 | 0 | 0 | 0 | 0
Acton Lane 22kV | Micro CHP | Gen_BB003 | Domestic (G98/G83) | MW | ElectricEngagement | 0 | 0 | 0 | 0 | 0 | 0 | 0 | 0 | 0 | 0 | 0 | 0 | 0 | 0 | 0 | 0 | 0 | 0 | 0 | 0 | 0 | 0 | 0 | 0 | 0 | 0 | 0
Acton Lane 22kV | Micro CHP | Gen_BB003 | Domestic (G98/G83) | MW | HydrogenEvolution | 0 | 0 | 0 | 0 | 0 | 0 | 0 | 0 | 0 | 0 | 0 | 0 | 0 | 0 | 0 | 0 | 0 | 0 | 0 | 0 | 0 | 0 | 0 | 0 | 0 | 0 | 0
Barking 132kV GIS | Micro CHP | Gen_BB003 | Domestic (G98/G83) | MW | HolisticTransition | 0 | 0 | 0 | 0 | 0 | 0 | 0 | 0 | 0 | 0 | 0 | 0 | 0 | 0 | 0 | 0 | 0 | 0 | 0 | 0 | 0 | 0 | 0 | 0 | 0 | 0 | 0
Barking 132kV GIS | Micro CHP | Gen_BB003 | Domestic (G98/G83) | MW | FallingBehind | 0 | 0 | 0 | 0 | 0 | 0 | 0 | 0 | 0 | 0 | 0 | 0 | 0 | 0 | 0 | 0 | 0 | 0 | 0 | 0 | 0 | 0 | 0 | 0 | 0 | 0 | 0
Barking 132kV GIS | Micro CHP | Gen_BB003 | Domestic (G98/G83) | MW | ElectricEngagement | 0 | 0 | 0 | 0 | 0 | 0 | 0 | 0 | 0 | 0 | 0 | 0 | 0 | 0 | 0 | 0 | 0 | 0 | 0 | 0 | 0 | 0 | 0 | 0 | 0 | 0 | 0
Barking 132kV GIS | Micro CHP | Gen_BB003 | Domestic (G98/G83) | MW | HydrogenEvolution | 0 | 0 | 0 | 0 | 0 | 0 | 0 | 0 | 0 | 0 | 0 | 0 | 0 | 0 | 0 | 0 | 0 | 0 | 0 | 0 | 0 | 0 | 0 | 0 | 0 | 0 | 0
Barking West 33kV | Micro CHP | Gen_BB003 | Domestic (G98/G83) | MW | HolisticTransition | 0 | 0 | 0 | 0 | 0 | 0 | 0 | 0 | 0 | 0 | 0 | 0 | 0 | 0 | 0 | 0 | 0 | 0 | 0 | 0 | 0 | 0 | 0 | 0 | 0 | 0 | 0
Barking West 33kV | Micro CHP | Gen_BB003 | Domestic (G98/G83) | MW | FallingBehind | 0 | 0 | 0 | 0 | 0 | 0 | 0 | 0 | 0 | 0 | 0 | 0 | 0 | 0 | 0 | 0 | 0 | 0 | 0 | 0 | 0 | 0 | 0 | 0 | 0 | 0 | 0
Barking West 33kV | Micro CHP | Gen_BB003 | Domestic (G98/G83) | MW | ElectricEngagement | 0 | 0 | 0 | 0 | 0 | 0 | 0 | 0 | 0 | 0 | 0 | 0 | 0 | 0 | 0 | 0 | 0 | 0 | 0 | 0 | 0 | 0 | 0 | 0 | 0 | 0 | 0
Barking West 33kV | Micro CHP | Gen_BB003 | Domestic (G98/G83) | MW | HydrogenEvolution | 0 | 0 | 0 | 0 | 0 | 0 | 0 | 0 | 0 | 0 | 0 | 0 | 0 | 0 | 0 | 0 | 0 | 0 | 0 | 0 | 0 | 0 | 0 | 0 | 0 | 0 | 0
Beddington 132kV Hurst 132kV | Micro CHP | Gen_BB003 | Domestic (G98/G83) | MW | HolisticTransition | 0 | 0 | 0 | 0 | 0 | 0 | 0 | 0 | 0 | 0 | 0 | 0 | 0 | 0 | 0 | 0 | 0 | 0 | 0 | 0 | 0 | 0 | 0 | 0 | 0 | 0 | 0
Beddington 132kV Hurst 132kV | Micro CHP | Gen_BB003 | Domestic (G98/G83) | MW | FallingBehind | 0 | 0 | 0 | 0 | 0 | 0 | 0 | 0 | 0 | 0 | 0 | 0 | 0 | 0 | 0 | 0 | 0 | 0 | 0 | 0 | 0 | 0 | 0 | 0 | 0 | 0 | 0
Beddington 132kV Hurst 132kV | Micro CHP | Gen_BB003 | Domestic (G98/G83) | MW | ElectricEngagement | 0 | 0 | 0 | 0 | 0 | 0 | 0 | 0 | 0 | 0 | 0 | 0 | 0 | 0 | 0 | 0 | 0 | 0 | 0 | 0 | 0 | 0 | 0 | 0 | 0 | 0 | 0
Beddington 132kV Hurst 132kV | Micro CHP | Gen_BB003 | Domestic (G98/G83) | MW | HydrogenEvolution | 0 | 0 | 0 | 0 | 0 | 0 | 0 | 0 | 0 | 0 | 0 | 0 | 0 | 0 | 0 | 0 | 0 | 0 | 0 | 0 | 0 | 0 | 0 | 0 | 0 | 0 | 0
Bengeworth Road 132kV GIS | Micro CHP | Gen_BB003 | Domestic (G98/G83) | MW | HolisticTransition | 0 | 0 | 0 | 0 | 0 | 0 | 0 | 0 | 0 | 0 | 0 | 0 | 0 | 0 | 0 | 0 | 0 | 0 | 0 | 0 | 0 | 0 | 0 | 0 | 0 | 0 | 0
Bengeworth Road 132kV GIS | Micro CHP | Gen_BB003 | Domestic (G98/G83) | MW | FallingBehind | 0 | 0 | 0 | 0 | 0 | 0 | 0 | 0 | 0 | 0 | 0 | 0 | 0 | 0 | 0 | 0 | 0 | 0 | 0 | 0 | 0 | 0 | 0 | 0 | 0 | 0 | 0
Bengeworth Road 132kV GIS | Micro CHP | Gen_BB003 | Domestic (G98/G83) | MW | ElectricEngagement | 0 | 0 | 0 | 0 | 0 | 0 | 0 | 0 | 0 | 0 | 0 | 0 | 0 | 0 | 0 | 0 | 0 | 0 | 0 | 0 | 0 | 0 | 0 | 0 | 0 | 0 | 0
Bengeworth Road 132kV GIS | Micro CHP | Gen_BB003 | Domestic (G98/G83) | MW | HydrogenEvolution | 0 | 0 | 0 | 0 | 0 | 0 | 0 | 0 | 0 | 0 | 0 | 0 | 0 | 0 | 0 | 0 | 0 | 0 | 0 | 0 | 0 | 0 | 0 | 0 | 0 | 0 | 0
Brimsdown | Micro CHP | Gen_BB003 | Domestic (G98/G83) | MW | HolisticTransition | 0 | 0 | 0 | 0 | 0 | 0 | 0 | 0 | 0 | 0 | 0 | 0 | 0 | 0 | 0 | 0 | 0 | 0 | 0 | 0 | 0 | 0 | 0 | 0 | 0 | 0 | 0
Brimsdown | Micro CHP | Gen_BB003 | Domestic (G98/G83) | MW | FallingBehind | 0 | 0 | 0 | 0 | 0 | 0 | 0 | 0 | 0 | 0 | 0 | 0 | 0 | 0 | 0 | 0 | 0 | 0 | 0 | 0 | 0 | 0 | 0 | 0 | 0 | 0 | 0
Brimsdown | Micro CHP | Gen_BB003 | Domestic (G98/G83) | MW | ElectricEngagement | 0 | 0 | 0 | 0 | 0 | 0 | 0 | 0 | 0 | 0 | 0 | 0 | 0 | 0 | 0 | 0 | 0 | 0 | 0 | 0 | 0 | 0 | 0 | 0 | 0 | 0 | 0
Brimsdown | Micro CHP | Gen_BB003 | Domestic (G98/G83) | MW | HydrogenEvolution | 0 | 0 | 0 | 0 | 0 | 0 | 0 | 0 | 0 | 0 | 0 | 0 | 0 | 0 | 0 | 0 | 0 | 0 | 0 | 0 | 0 | 0 | 0 | 0 | 0 | 0 | 0
City Road 132kV | Micro CHP | Gen_BB003 | Domestic (G98/G83) | MW | HolisticTransition | 0 | 0 | 0 | 0 | 0 | 0 | 0 | 0 | 0 | 0 | 0 | 0 | 0 | 0 | 0 | 0 | 0 | 0 | 0 | 0 | 0 | 0 | 0 | 0 | 0 | 0 | 0
City Road 132kV | Micro CHP | Gen_BB003 | Domestic (G98/G83) | MW | FallingBehind | 0 | 0 | 0 | 0 | 0 | 0 | 0 | 0 | 0 | 0 | 0 | 0 | 0 | 0 | 0 | 0 | 0 | 0 | 0 | 0 | 0 | 0 | 0 | 0 | 0 | 0 | 0
City Road 132kV | Micro CHP | Gen_BB003 | Domestic (G98/G83) | MW | ElectricEngagement | 0 | 0 | 0 | 0 | 0 | 0 | 0 | 0 | 0 | 0 | 0 | 0 | 0 | 0 | 0 | 0 | 0 | 0 | 0 | 0 | 0 | 0 | 0 | 0 | 0 | 0 | 0
City Road 132kV | Micro CHP | Gen_BB003 | Domestic (G98/G83) | MW | HydrogenEvolution | 0 | 0 | 0 | 0 | 0 | 0 | 0 | 0 | 0 | 0 | 0 | 0 | 0 | 0 | 0 | 0 | 0 | 0 | 0 | 0 | 0 | 0 | 0 | 0 | 0 | 0 | 0
Hackney 132kV | Micro CHP | Gen_BB003 | Domestic (G98/G83) | MW | HolisticTransition | 0 | 0 | 0 | 0 | 0 | 0 | 0 | 0 | 0 | 0 | 0 | 0 | 0 | 0 | 0 | 0 | 0 | 0 | 0 | 0 | 0 | 0 | 0 | 0 | 0 | 0 | 0
Hackney 132kV | Micro CHP | Gen_BB003 | Domestic (G98/G83) | MW | FallingBehind | 0 | 0 | 0 | 0 | 0 | 0 | 0 | 0 | 0 | 0 | 0 | 0 | 0 | 0 | 0 | 0 | 0 | 0 | 0 | 0 | 0 | 0 | 0 | 0 | 0 | 0 | 0
Hackney 132kV | Micro CHP | Gen_BB003 | Domestic (G98/G83) | MW | ElectricEngagement | 0 | 0 | 0 | 0 | 0 | 0 | 0 | 0 | 0 | 0 | 0 | 0 | 0 | 0 | 0 | 0 | 0 | 0 | 0 | 0 | 0 | 0 | 0 | 0 | 0 | 0 | 0
Hackney 132kV | Micro CHP | Gen_BB003 | Domestic (G98/G83) | MW | HydrogenEvolution | 0 | 0 | 0 | 0 | 0 | 0 | 0 | 0 | 0 | 0 | 0 | 0 | 0 | 0 | 0 | 0 | 0 | 0 | 0 | 0 | 0 | 0 | 0 | 0 | 0 | 0 | 0
Hackney Supergrid 66kV | Micro CHP | Gen_BB003 | Domestic (G98/G83) | MW | HolisticTransition | 0 | 0 | 0 | 0 | 0 | 0 | 0 | 0 | 0 | 0 | 0 | 0 | 0 | 0 | 0 | 0 | 0 | 0 | 0 | 0 | 0 | 0 | 0 | 0 | 0 | 0 | 0
Hackney Supergrid 66kV | Micro CHP | Gen_BB003 | Domestic (G98/G83) | MW | FallingBehind | 0 | 0 | 0 | 0 | 0 | 0 | 0 | 0 | 0 | 0 | 0 | 0 | 0 | 0 | 0 | 0 | 0 | 0 | 0 | 0 | 0 | 0 | 0 | 0 | 0 | 0 | 0
Hackney Supergrid 66kV | Micro CHP | Gen_BB003 | Domestic (G98/G83) | MW | ElectricEngagement | 0 | 0 | 0 | 0 | 0 | 0 | 0 | 0 | 0 | 0 | 0 | 0 | 0 | 0 | 0 | 0 | 0 | 0 | 0 | 0 | 0 | 0 | 0 | 0 | 0 | 0 | 0
Hackney Supergrid 66kV | Micro CHP | Gen_BB003 | Domestic (G98/G83) | MW | HydrogenEvolution | 0 | 0 | 0 | 0 | 0 | 0 | 0 | 0 | 0 | 0 | 0 | 0 | 0 | 0 | 0 | 0 | 0 | 0 | 0 | 0 | 0 | 0 | 0 | 0 | 0 | 0 | 0
Islington 132kV | Micro CHP | Gen_BB003 | Domestic (G98/G83) | MW | HolisticTransition | 0 | 0 | 0 | 0 | 0 | 0 | 0 | 0 | 0 | 0 | 0 | 0 | 0 | 0 | 0 | 0 | 0 | 0 | 0 | 0 | 0 | 0 | 0 | 0 | 0 | 0 | 0
Islington 132kV | Micro CHP | Gen_BB003 | Domestic (G98/G83) | MW | FallingBehind | 0 | 0 | 0 | 0 | 0 | 0 | 0 | 0 | 0 | 0 | 0 | 0 | 0 | 0 | 0 | 0 | 0 | 0 | 0 | 0 | 0 | 0 | 0 | 0 | 0 | 0 | 0
Islington 132kV | Micro CHP | Gen_BB003 | Domestic (G98/G83) | MW | ElectricEngagement | 0 | 0 | 0 | 0 | 0 | 0 | 0 | 0 | 0 | 0 | 0 | 0 | 0 | 0 | 0 | 0 | 0 | 0 | 0 | 0 | 0 | 0 | 0 | 0 | 0 | 0 | 0
Islington 132kV | Micro CHP | Gen_BB003 | Domestic (G98/G83) | MW | HydrogenEvolution | 0 | 0 | 0 | 0 | 0 | 0 | 0 | 0 | 0 | 0 | 0 | 0 | 0 | 0 | 0 | 0 | 0 | 0 | 0 | 0 | 0 | 0 | 0 | 0 | 0 | 0 | 0
Littlebrook 132kV | Micro CHP | Gen_BB003 | Domestic (G98/G83) | MW | HolisticTransition | 0 | 0 | 0 | 0 | 0 | 0 | 0 | 0 | 0 | 0 | 0 | 0 | 0 | 0 | 0 | 0 | 0 | 0 | 0 | 0 | 0 | 0 | 0 | 0 | 0 | 0 | 0
Littlebrook 132kV | Micro CHP | Gen_BB003 | Domestic (G98/G83) | MW | FallingBehind | 0 | 0 | 0 | 0 | 0 | 0 | 0 | 0 | 0 | 0 | 0 | 0 | 0 | 0 | 0 | 0 | 0 | 0 | 0 | 0 | 0 | 0 | 0 | 0 | 0 | 0 | 0
Littlebrook 132kV | Micro CHP | Gen_BB003 | Domestic (G98/G83) | MW | ElectricEngagement | 0 | 0 | 0 | 0 | 0 | 0 | 0 | 0 | 0 | 0 | 0 | 0 | 0 | 0 | 0 | 0 | 0 | 0 | 0 | 0 | 0 | 0 | 0 | 0 | 0 | 0 | 0
Littlebrook 132kV | Micro CHP | Gen_BB003 | Domestic (G98/G83) | MW | HydrogenEvolution | 0 | 0 | 0 | 0 | 0 | 0 | 0 | 0 | 0 | 0 | 0 | 0 | 0 | 0 | 0 | 0 | 0 | 0 | 0 | 0 | 0 | 0 | 0 | 0 | 0 | 0 | 0
Lodge Road 66kV | Micro CHP | Gen_BB003 | Domestic (G98/G83) | MW | HolisticTransition | 0 | 0 | 0 | 0 | 0 | 0 | 0 | 0 | 0 | 0 | 0 | 0 | 0 | 0 | 0 | 0 | 0 | 0 | 0 | 0 | 0 | 0 | 0 | 0 | 0 | 0 | 0
Lodge Road 66kV | Micro CHP | Gen_BB003 | Domestic (G98/G83) | MW | FallingBehind | 0 | 0 | 0 | 0 | 0 | 0 | 0 | 0 | 0 | 0 | 0 | 0 | 0 | 0 | 0 | 0 | 0 | 0 | 0 | 0 | 0 | 0 | 0 | 0 | 0 | 0 | 0
Lodge Road 66kV | Micro CHP | Gen_BB003 | Domestic (G98/G83) | MW | ElectricEngagement | 0 | 0 | 0 | 0 | 0 | 0 | 0 | 0 | 0 | 0 | 0 | 0 | 0 | 0 | 0 | 0 | 0 | 0 | 0 | 0 | 0 | 0 | 0 | 0 | 0 | 0 | 0
Lodge Road 66kV | Micro CHP | Gen_BB003 | Domestic (G98/G83) | MW | HydrogenEvolution | 0 | 0 | 0 | 0 | 0 | 0 | 0 | 0 | 0 | 0 | 0 | 0 | 0 | 0 | 0 | 0 | 0 | 0 | 0 | 0 | 0 | 0 | 0 | 0 | 0 | 0 | 0
New Cross 132kV | Micro CHP | Gen_BB003 | Domestic (G98/G83) | MW | HolisticTransition | 0 | 0 | 0 | 0 | 0 | 0 | 0 | 0 | 0 | 0 | 0 | 0 | 0 | 0 | 0 | 0 | 0 | 0 | 0 | 0 | 0 | 0 | 0 | 0 | 0 | 0 | 0
New Cross 132kV | Micro CHP | Gen_BB003 | Domestic (G98/G83) | MW | FallingBehind | 0 | 0 | 0 | 0 | 0 | 0 | 0 | 0 | 0 | 0 | 0 | 0 | 0 | 0 | 0 | 0 | 0 | 0 | 0 | 0 | 0 | 0 | 0 | 0 | 0 | 0 | 0
New Cross 132kV | Micro CHP | Gen_BB003 | Domestic (G98/G83) | MW | ElectricEngagement | 0 | 0 | 0 | 0 | 0 | 0 | 0 | 0 | 0 | 0 | 0 | 0 | 0 | 0 | 0 | 0 | 0 | 0 | 0 | 0 | 0 | 0 | 0 | 0 | 0 | 0 | 0
New Cross 132kV | Micro CHP | Gen_BB003 | Domestic (G98/G83) | MW | HydrogenEvolution | 0 | 0 | 0 | 0 | 0 | 0 | 0 | 0 | 0 | 0 | 0 | 0 | 0 | 0 | 0 | 0 | 0 | 0 | 0 | 0 | 0 | 0 | 0 | 0 | 0 | 0 | 0
New Cross 132kV to Wimbledon 1 and 2 132kV | Micro CHP | Gen_BB003 | Domestic (G98/G83) | MW | HolisticTransition | 0 | 0 | 0 | 0 | 0 | 0 | 0 | 0 | 0 | 0 | 0 | 0 | 0 | 0 | 0 | 0 | 0 | 0 | 0 | 0 | 0 | 0 | 0 | 0 | 0 | 0 | 0
New Cross 132kV to Wimbledon 1 and 2 132kV | Micro CHP | Gen_BB003 | Domestic (G98/G83) | MW | FallingBehind | 0 | 0 | 0 | 0 | 0 | 0 | 0 | 0 | 0 | 0 | 0 | 0 | 0 | 0 | 0 | 0 | 0 | 0 | 0 | 0 | 0 | 0 | 0 | 0 | 0 | 0 | 0
New Cross 132kV to Wimbledon 1 and 2 132kV | Micro CHP | Gen_BB003 | Domestic (G98/G83) | MW | ElectricEngagement | 0 | 0 | 0 | 0 | 0 | 0 | 0 | 0 | 0 | 0 | 0 | 0 | 0 | 0 | 0 | 0 | 0 | 0 | 0 | 0 | 0 | 0 | 0 | 0 | 0 | 0 | 0
New Cross 132kV to Wimbledon 1 and 2 132kV | Micro CHP | Gen_BB003 | Domestic (G98/G83) | MW | HydrogenEvolution | 0 | 0 | 0 | 0 | 0 | 0 | 0 | 0 | 0 | 0 | 0 | 0 | 0 | 0 | 0 | 0 | 0 | 0 | 0 | 0 | 0 | 0 | 0 | 0 | 0 | 0 | 0
New Cross 66kV | Micro CHP | Gen_BB003 | Domestic (G98/G83) | MW | HolisticTransition | 0 | 0 | 0 | 0 | 0 | 0 | 0 | 0 | 0 | 0 | 0 | 0 | 0 | 0 | 0 | 0 | 0 | 0 | 0 | 0 | 0 | 0 | 0 | 0 | 0 | 0 | 0
New Cross 66kV | Micro CHP | Gen_BB003 | Domestic (G98/G83) | MW | FallingBehind | 0 | 0 | 0 | 0 | 0 | 0 | 0 | 0 | 0 | 0 | 0 | 0 | 0 | 0 | 0 | 0 | 0 | 0 | 0 | 0 | 0 | 0 | 0 | 0 | 0 | 0 | 0
New Cross 66kV | Micro CHP | Gen_BB003 | Domestic (G98/G83) | MW | ElectricEngagement | 0 | 0 | 0 | 0 | 0 | 0 | 0 | 0 | 0 | 0 | 0 | 0 | 0 | 0 | 0 | 0 | 0 | 0 | 0 | 0 | 0 | 0 | 0 | 0 | 0 | 0 | 0
New Cross 66kV | Micro CHP | Gen_BB003 | Domestic (G98/G83) | MW | HydrogenEvolution | 0 | 0 | 0 | 0 | 0 | 0 | 0 | 0 | 0 | 0 | 0 | 0 | 0 | 0 | 0 | 0 | 0 | 0 | 0 | 0 | 0 | 0 | 0 | 0 | 0 | 0 | 0
Redbridge Supergrid 33kV | Micro CHP | Gen_BB003 | Domestic (G98/G83) | MW | HolisticTransition | 0 | 0 | 0 | 0 | 0 | 0 | 0 | 0 | 0 | 0 | 0 | 0 | 0 | 0 | 0 | 0 | 0 | 0 | 0 | 0 | 0 | 0 | 0 | 0 | 0 | 0 | 0
Redbridge Supergrid 33kV | Micro CHP | Gen_BB003 | Domestic (G98/G83) | MW | FallingBehind | 0 | 0 | 0 | 0 | 0 | 0 | 0 | 0 | 0 | 0 | 0 | 0 | 0 | 0 | 0 | 0 | 0 | 0 | 0 | 0 | 0 | 0 | 0 | 0 | 0 | 0 | 0
Redbridge Supergrid 33kV | Micro CHP | Gen_BB003 | Domestic (G98/G83) | MW | ElectricEngagement | 0 | 0 | 0 | 0 | 0 | 0 | 0 | 0 | 0 | 0 | 0 | 0 | 0 | 0 | 0 | 0 | 0 | 0 | 0 | 0 | 0 | 0 | 0 | 0 | 0 | 0 | 0
Redbridge Supergrid 33kV | Micro CHP | Gen_BB003 | Domestic (G98/G83) | MW | HydrogenEvolution | 0 | 0 | 0 | 0 | 0 | 0 | 0 | 0 | 0 | 0 | 0 | 0 | 0 | 0 | 0 | 0 | 0 | 0 | 0 | 0 | 0 | 0 | 0 | 0 | 0 | 0 | 0
St Johns Wood 132kV | Micro CHP | Gen_BB003 | Domestic (G98/G83) | MW | HolisticTransition | 0 | 0 | 0 | 0 | 0 | 0 | 0 | 0 | 0 | 0 | 0 | 0 | 0 | 0 | 0 | 0 | 0 | 0 | 0 | 0 | 0 | 0 | 0 | 0 | 0 | 0 | 0
St Johns Wood 132kV | Micro CHP | Gen_BB003 | Domestic (G98/G83) | MW | FallingBehind | 0 | 0 | 0 | 0 | 0 | 0 | 0 | 0 | 0 | 0 | 0 | 0 | 0 | 0 | 0 | 0 | 0 | 0 | 0 | 0 | 0 | 0 | 0 | 0 | 0 | 0 | 0
St Johns Wood 132kV | Micro CHP | Gen_BB003 | Domestic (G98/G83) | MW | ElectricEngagement | 0 | 0 | 0 | 0 | 0 | 0 | 0 | 0 | 0 | 0 | 0 | 0 | 0 | 0 | 0 | 0 | 0 | 0 | 0 | 0 | 0 | 0 | 0 | 0 | 0 | 0 | 0
St Johns Wood 132kV | Micro CHP | Gen_BB003 | Domestic (G98/G83) | MW | HydrogenEvolution | 0 | 0 | 0 | 0 | 0 | 0 | 0 | 0 | 0 | 0 | 0 | 0 | 0 | 0 | 0 | 0 | 0 | 0 | 0 | 0 | 0 | 0 | 0 | 0 | 0 | 0 | 0
West Ham 132kV | Micro CHP | Gen_BB003 | Domestic (G98/G83) | MW | HolisticTransition | 0 | 0 | 0 | 0 | 0 | 0 | 0 | 0 | 0 | 0 | 0 | 0 | 0 | 0 | 0 | 0 | 0 | 0 | 0 | 0 | 0 | 0 | 0 | 0 | 0 | 0 | 0
West Ham 132kV | Micro CHP | Gen_BB003 | Domestic (G98/G83) | MW | FallingBehind | 0 | 0 | 0 | 0 | 0 | 0 | 0 | 0 | 0 | 0 | 0 | 0 | 0 | 0 | 0 | 0 | 0 | 0 | 0 | 0 | 0 | 0 | 0 | 0 | 0 | 0 | 0
West Ham 132kV | Micro CHP | Gen_BB003 | Domestic (G98/G83) | MW | ElectricEngagement | 0 | 0 | 0 | 0 | 0 | 0 | 0 | 0 | 0 | 0 | 0 | 0 | 0 | 0 | 0 | 0 | 0 | 0 | 0 | 0 | 0 | 0 | 0 | 0 | 0 | 0 | 0
West Ham 132kV | Micro CHP | Gen_BB003 | Domestic (G98/G83) | MW | HydrogenEvolution | 0 | 0 | 0 | 0 | 0 | 0 | 0 | 0 | 0 | 0 | 0 | 0 | 0 | 0 | 0 | 0 | 0 | 0 | 0 | 0 | 0 | 0 | 0 | 0 | 0 | 0 | 0
Willesden Grid 132kV | Micro CHP | Gen_BB003 | Domestic (G98/G83) | MW | HolisticTransition | 0 | 0 | 0 | 0 | 0 | 0 | 0 | 0 | 0 | 0 | 0 | 0 | 0 | 0 | 0 | 0 | 0 | 0 | 0 | 0 | 0 | 0 | 0 | 0 | 0 | 0 | 0
Willesden Grid 132kV | Micro CHP | Gen_BB003 | Domestic (G98/G83) | MW | FallingBehind | 0 | 0 | 0 | 0 | 0 | 0 | 0 | 0 | 0 | 0 | 0 | 0 | 0 | 0 | 0 | 0 | 0 | 0 | 0 | 0 | 0 | 0 | 0 | 0 | 0 | 0 | 0
Willesden Grid 132kV | Micro CHP | Gen_BB003 | Domestic (G98/G83) | MW | ElectricEngagement | 0 | 0 | 0 | 0 | 0 | 0 | 0 | 0 | 0 | 0 | 0 | 0 | 0 | 0 | 0 | 0 | 0 | 0 | 0 | 0 | 0 | 0 | 0 | 0 | 0 | 0 | 0
Willesden Grid 132kV | Micro CHP | Gen_BB003 | Domestic (G98/G83) | MW | HydrogenEvolution | 0 | 0 | 0 | 0 | 0 | 0 | 0 | 0 | 0 | 0 | 0 | 0 | 0 | 0 | 0 | 0 | 0 | 0 | 0 | 0 | 0 | 0 | 0 | 0 | 0 | 0 | 0
Willesden Grid 66 kV | Micro CHP | Gen_BB003 | Domestic (G98/G83) | MW | HolisticTransition | 0 | 0 | 0 | 0 | 0 | 0 | 0 | 0 | 0 | 0 | 0 | 0 | 0 | 0 | 0 | 0 | 0 | 0 | 0 | 0 | 0 | 0 | 0 | 0 | 0 | 0 | 0
Willesden Grid 66 kV | Micro CHP | Gen_BB003 | Domestic (G98/G83) | MW | FallingBehind | 0 | 0 | 0 | 0 | 0 | 0 | 0 | 0 | 0 | 0 | 0 | 0 | 0 | 0 | 0 | 0 | 0 | 0 | 0 | 0 | 0 | 0 | 0 | 0 | 0 | 0 | 0
Willesden Grid 66 kV | Micro CHP | Gen_BB003 | Domestic (G98/G83) | MW | ElectricEngagement | 0 | 0 | 0 | 0 | 0 | 0 | 0 | 0 | 0 | 0 | 0 | 0 | 0 | 0 | 0 | 0 | 0 | 0 | 0 | 0 | 0 | 0 | 0 | 0 | 0 | 0 | 0
Willesden Grid 66 kV | Micro CHP | Gen_BB003 | Domestic (G98/G83) | MW | HydrogenEvolution | 0 | 0 | 0 | 0 | 0 | 0 | 0 | 0 | 0 | 0 | 0 | 0 | 0 | 0 | 0 | 0 | 0 | 0 | 0 | 0 | 0 | 0 | 0 | 0 | 0 | 0 | 0
Wimbledon Grid South 3/4 | Micro CHP | Gen_BB003 | Domestic (G98/G83) | MW | HolisticTransition | 0 | 0 | 0 | 0 | 0 | 0 | 0 | 0 | 0 | 0 | 0 | 0 | 0 | 0 | 0 | 0 | 0 | 0 | 0 | 0 | 0 | 0 | 0 | 0 | 0 | 0 | 0
Wimbledon Grid South 3/4 | Micro CHP | Gen_BB003 | Domestic (G98/G83) | MW | FallingBehind | 0 | 0 | 0 | 0 | 0 | 0 | 0 | 0 | 0 | 0 | 0 | 0 | 0 | 0 | 0 | 0 | 0 | 0 | 0 | 0 | 0 | 0 | 0 | 0 | 0 | 0 | 0
Wimbledon Grid South 3/4 | Micro CHP | Gen_BB003 | Domestic (G98/G83) | MW | ElectricEngagement | 0 | 0 | 0 | 0 | 0 | 0 | 0 | 0 | 0 | 0 | 0 | 0 | 0 | 0 | 0 | 0 | 0 | 0 | 0 | 0 | 0 | 0 | 0 | 0 | 0 | 0 | 0
Wimbledon Grid South 3/4 | Micro CHP | Gen_BB003 | Domestic (G98/G83) | MW | HydrogenEvolution | 0 | 0 | 0 | 0 | 0 | 0 | 0 | 0 | 0 | 0 | 0 | 0 | 0 | 0 | 0 | 0 | 0 | 0 | 0 | 0 | 0 | 0 | 0 | 0 | 0 | 0 | 0
Acton Lane 22kV | Renewable Engines (Landfill Gas, Sewage Gas, Biogas) | Gen_BB004 |  | MW | HolisticTransition | 0 | 0 | 0 | 0 | 0 | 0 | 0 | 0 | 0 | 0 | 0 | 0 | 0 | 0 | 0 | 0 | 0 | 0 | 0 | 0 | 0 | 0 | 0 | 0 | 0 | 0 | 0
Acton Lane 22kV | Renewable Engines (Landfill Gas, Sewage Gas, Biogas) | Gen_BB004 |  | MW | FallingBehind | 0 | 0 | 0 | 0 | 0 | 0 | 0 | 0 | 0 | 0 | 0 | 0 | 0 | 0 | 0 | 0 | 0 | 0 | 0 | 0 | 0 | 0 | 0 | 0 | 0 | 0 | 0
Acton Lane 22kV | Renewable Engines (Landfill Gas, Sewage Gas, Biogas) | Gen_BB004 |  | MW | ElectricEngagement | 0 | 0 | 0 | 0 | 0 | 0 | 0 | 0 | 0 | 0 | 0 | 0 | 0 | 0 | 0 | 0 | 0 | 0 | 0 | 0 | 0 | 0 | 0 | 0 | 0 | 0 | 0
Acton Lane 22kV | Renewable Engines (Landfill Gas, Sewage Gas, Biogas) | Gen_BB004 |  | MW | HydrogenEvolution | 0 | 0 | 0 | 0 | 0 | 0 | 0 | 0 | 0 | 0 | 0 | 0 | 0 | 0 | 0 | 0 | 0 | 0 | 0 | 0 | 0 | 0 | 0 | 0 | 0 | 0 | 0
Barking 132kV GIS | Renewable Engines (Landfill Gas, Sewage Gas, Biogas) | Gen_BB004 |  | MW | HolisticTransition | 0 | 0 | 0 | 0 | 0.14 | 0.333 | 0.562 | 0.859 | 1.208 | 1.618 | 2.114 | 2.76 | 3.472 | 4.262 | 5.175 | 6.301 | 7.785 | 9.648 | 11.876 | 14.595 | 18.14 | 22.707 | 28.582 | 36.317 | 46.503 | 60.019 | 78.508
Barking 132kV GIS | Renewable Engines (Landfill Gas, Sewage Gas, Biogas) | Gen_BB004 |  | MW | FallingBehind | 0 | 0.047 | 0.047 | 0 | 0 | 0 | 0 | 0 | 0 | 0 | 0 | 0 | 0 | 0 | 0 | 0 | 0 | 0 | 0 | 0 | 0 | 0 | 0 | 0 | 0 | 0 | 0
Barking 132kV GIS | Renewable Engines (Landfill Gas, Sewage Gas, Biogas) | Gen_BB004 |  | MW | ElectricEngagement | 0 | 0 | 0 | 0 | 0.14 | 0.333 | 0.562 | 0.859 | 1.208 | 1.618 | 2.114 | 2.76 | 3.472 | 4.262 | 5.175 | 6.301 | 7.785 | 9.648 | 11.876 | 14.595 | 18.14 | 22.707 | 28.582 | 36.317 | 46.503 | 60.019 | 78.508
Barking 132kV GIS | Renewable Engines (Landfill Gas, Sewage Gas, Biogas) | Gen_BB004 |  | MW | HydrogenEvolution | 0 | 0.005 | 0.005 | 0 | 0 | 0 | 0 | 0 | 0 | 0 | 0 | 0 | 0 | 0 | 0 | 0 | 0 | 0 | 0 | 0 | 0 | 0 | 0 | 0 | 0 | 0 | 0
Barking West 33kV | Renewable Engines (Landfill Gas, Sewage Gas, Biogas) | Gen_BB004 |  | MW | HolisticTransition | 9.1 | 9.1 | 9.1 | 9.1 | 9.45 | 9.931 | 10.503 | 11.243 | 12.115 | 13.14 | 14.378 | 15.99 | 17.768 | 19.739 | 22.018 | 24.831 | 28.534 | 33.185 | 38.747 | 45.535 | 54.384 | 65.786 | 80.451 | 99.761 | 125.191 | 158.93 | 205.088
Barking West 33kV | Renewable Engines (Landfill Gas, Sewage Gas, Biogas) | Gen_BB004 |  | MW | FallingBehind | 9.1 | 9.217 | 9.217 | 9.001 | 8.853 | 8.754 | 8.556 | 8.111 | 7.517 | 6.776 | 6.281 | 6.232 | 5.391 | 4.501 | 4.105 | 4.056 | 4.006 | 4.006 | 3.709 | 3.264 | 3.264 | 3.264 | 3.215 | 3.215 | 3.215 | 3.215 | 3.215
Barking West 33kV | Renewable Engines (Landfill Gas, Sewage Gas, Biogas) | Gen_BB004 |  | MW | ElectricEngagement | 9.1 | 9.1 | 9.1 | 9.1 | 9.45 | 9.931 | 10.503 | 11.243 | 12.115 | 13.14 | 14.378 | 15.99 | 17.768 | 19.739 | 22.018 | 24.831 | 28.534 | 33.185 | 38.747 | 45.535 | 54.384 | 65.786 | 80.451 | 99.761 | 125.191 | 158.93 | 205.088
Barking West 33kV | Renewable Engines (Landfill Gas, Sewage Gas, Biogas) | Gen_BB004 |  | MW | HydrogenEvolution | 9.1 | 9.112 | 9.112 | 9.1 | 9.1 | 9.1 | 9.1 | 9.1 | 8.763 | 8.378 | 8.041 | 8.041 | 7.8 | 7.126 | 6.885 | 6.885 | 6.885 | 6.885 | 6.885 | 6.693 | 6.693 | 6.693 | 6.693 | 6.693 | 6.693 | 6.693 | 6.693
Beddington 132kV Hurst 132kV | Renewable Engines (Landfill Gas, Sewage Gas, Biogas) | Gen_BB004 |  | MW | HolisticTransition | 0 | 0 | 0 | 0 | 0 | 0 | 0 | 0 | 0 | 0 | 0 | 0 | 0 | 0 | 0 | 0 | 0 | 0 | 0 | 0 | 0 | 0 | 0 | 0 | 0 | 0 | 0
Beddington 132kV Hurst 132kV | Renewable Engines (Landfill Gas, Sewage Gas, Biogas) | Gen_BB004 |  | MW | FallingBehind | 0 | 0 | 0 | 0 | 0 | 0 | 0 | 0 | 0 | 0 | 0 | 0 | 0 | 0 | 0 | 0 | 0 | 0 | 0 | 0 | 0 | 0 | 0 | 0 | 0 | 0 | 0
Beddington 132kV Hurst 132kV | Renewable Engines (Landfill Gas, Sewage Gas, Biogas) | Gen_BB004 |  | MW | ElectricEngagement | 0 | 0 | 0 | 0 | 0 | 0 | 0 | 0 | 0 | 0 | 0 | 0 | 0 | 0 | 0 | 0 | 0 | 0 | 0 | 0 | 0 | 0 | 0 | 0 | 0 | 0 | 0
Beddington 132kV Hurst 132kV | Renewable Engines (Landfill Gas, Sewage Gas, Biogas) | Gen_BB004 |  | MW | HydrogenEvolution | 0 | 0 | 0 | 0 | 0 | 0 | 0 | 0 | 0 | 0 | 0 | 0 | 0 | 0 | 0 | 0 | 0 | 0 | 0 | 0 | 0 | 0 | 0 | 0 | 0 | 0 | 0
Bengeworth Road 132kV GIS | Renewable Engines (Landfill Gas, Sewage Gas, Biogas) | Gen_BB004 |  | MW | HolisticTransition | 0 | 0 | 0 | 0 | 0.026 | 0.063 | 0.106 | 0.162 | 0.229 | 0.306 | 0.4 | 0.522 | 0.657 | 0.807 | 0.98 | 1.193 | 1.474 | 1.827 | 2.248 | 2.764 | 3.435 | 4.299 | 5.412 | 6.877 | 8.805 | 11.365 | 14.866
Bengeworth Road 132kV GIS | Renewable Engines (Landfill Gas, Sewage Gas, Biogas) | Gen_BB004 |  | MW | FallingBehind | 0 | 0 | 0 | 0 | 0 | 0 | 0 | 0 | 0 | 0 | 0 | 0 | 0 | 0 | 0 | 0 | 0 | 0 | 0 | 0 | 0 | 0 | 0 | 0 | 0 | 0 | 0
Bengeworth Road 132kV GIS | Renewable Engines (Landfill Gas, Sewage Gas, Biogas) | Gen_BB004 |  | MW | ElectricEngagement | 0 | 0 | 0 | 0 | 0.026 | 0.063 | 0.106 | 0.162 | 0.229 | 0.306 | 0.4 | 0.522 | 0.657 | 0.807 | 0.98 | 1.193 | 1.474 | 1.827 | 2.248 | 2.764 | 3.435 | 4.299 | 5.412 | 6.877 | 8.805 | 11.365 | 14.866
Bengeworth Road 132kV GIS | Renewable Engines (Landfill Gas, Sewage Gas, Biogas) | Gen_BB004 |  | MW | HydrogenEvolution | 0 | 0 | 0 | 0 | 0 | 0 | 0 | 0 | 0 | 0 | 0 | 0 | 0 | 0 | 0 | 0 | 0 | 0 | 0 | 0 | 0 | 0 | 0 | 0 | 0 | 0 | 0
Brimsdown | Renewable Engines (Landfill Gas, Sewage Gas, Biogas) | Gen_BB004 |  | MW | HolisticTransition | 0 | 0 | 0 | 0 | 0 | 0 | 0 | 0 | 0 | 0 | 0 | 0 | 0 | 0 | 0 | 0 | 0 | 0 | 0 | 0 | 0 | 0 | 0.001 | 0.001 | 0.001 | 0.001 | 0.001
Brimsdown | Renewable Engines (Landfill Gas, Sewage Gas, Biogas) | Gen_BB004 |  | MW | FallingBehind | 0 | 0 | 0 | 0 | 0 | 0 | 0 | 0 | 0 | 0 | 0 | 0 | 0 | 0 | 0 | 0 | 0 | 0 | 0 | 0 | 0 | 0 | 0 | 0 | 0 | 0 | 0
Brimsdown | Renewable Engines (Landfill Gas, Sewage Gas, Biogas) | Gen_BB004 |  | MW | ElectricEngagement | 0 | 0 | 0 | 0 | 0 | 0 | 0 | 0 | 0 | 0 | 0 | 0 | 0 | 0 | 0 | 0 | 0 | 0 | 0 | 0 | 0 | 0 | 0.001 | 0.001 | 0.001 | 0.001 | 0.001
Brimsdown | Renewable Engines (Landfill Gas, Sewage Gas, Biogas) | Gen_BB004 |  | MW | HydrogenEvolution | 0 | 0 | 0 | 0 | 0 | 0 | 0 | 0 | 0 | 0 | 0 | 0 | 0 | 0 | 0 | 0 | 0 | 0 | 0 | 0 | 0 | 0 | 0 | 0 | 0 | 0 | 0
City Road 132kV | Renewable Engines (Landfill Gas, Sewage Gas, Biogas) | Gen_BB004 |  | MW | HolisticTransition | 0.326 | 0.326 | 0.326 | 0.326 | 0 | 0 | 0 | 0 | 0 | 0 | 0 | 0 | 0 | 0 | 0 | 0 | 0 | 0 | 0 | 0 | 0 | 0 | 0 | 0 | 0 | 0 | 0
City Road 132kV | Renewable Engines (Landfill Gas, Sewage Gas, Biogas) | Gen_BB004 |  | MW | FallingBehind | 0.326 | 0.332 | 0.332 | 0.323 | 0 | 0 | 0 | 0 | 0 | 0 | 0 | 0 | 0 | 0 | 0 | 0 | 0 | 0 | 0 | 0 | 0 | 0 | 0 | 0 | 0 | 0 | 0
City Road 132kV | Renewable Engines (Landfill Gas, Sewage Gas, Biogas) | Gen_BB004 |  | MW | ElectricEngagement | 0.326 | 0.326 | 0.326 | 0.326 | 0 | 0 | 0 | 0 | 0 | 0 | 0 | 0 | 0 | 0 | 0 | 0 | 0 | 0 | 0 | 0 | 0 | 0 | 0 | 0 | 0 | 0 | 0
City Road 132kV | Renewable Engines (Landfill Gas, Sewage Gas, Biogas) | Gen_BB004 |  | MW | HydrogenEvolution | 0.326 | 0.327 | 0.327 | 0.326 | 0 | 0 | 0 | 0 | 0 | 0 | 0 | 0 | 0 | 0 | 0 | 0 | 0 | 0 | 0 | 0 | 0 | 0 | 0 | 0 | 0 | 0 | 0
Hackney 132kV | Renewable Engines (Landfill Gas, Sewage Gas, Biogas) | Gen_BB004 |  | MW | HolisticTransition | 0 | 0 | 0 | 0 | 0 | 0 | 0 | 0 | 0 | 0 | 0 | 0 | 0 | 0 | 0 | 0 | 0 | 0 | 0 | 0 | 0 | 0 | 0 | 0 | 0 | 0 | 0
Hackney 132kV | Renewable Engines (Landfill Gas, Sewage Gas, Biogas) | Gen_BB004 |  | MW | FallingBehind | 0 | 0 | 0 | 0 | 0 | 0 | 0 | 0 | 0 | 0 | 0 | 0 | 0 | 0 | 0 | 0 | 0 | 0 | 0 | 0 | 0 | 0 | 0 | 0 | 0 | 0 | 0
Hackney 132kV | Renewable Engines (Landfill Gas, Sewage Gas, Biogas) | Gen_BB004 |  | MW | ElectricEngagement | 0 | 0 | 0 | 0 | 0 | 0 | 0 | 0 | 0 | 0 | 0 | 0 | 0 | 0 | 0 | 0 | 0 | 0 | 0 | 0 | 0 | 0 | 0 | 0 | 0 | 0 | 0
Hackney 132kV | Renewable Engines (Landfill Gas, Sewage Gas, Biogas) | Gen_BB004 |  | MW | HydrogenEvolution | 0 | 0 | 0 | 0 | 0 | 0 | 0 | 0 | 0 | 0 | 0 | 0 | 0 | 0 | 0 | 0 | 0 | 0 | 0 | 0 | 0 | 0 | 0 | 0 | 0 | 0 | 0
Hackney Supergrid 66kV | Renewable Engines (Landfill Gas, Sewage Gas, Biogas) | Gen_BB004 |  | MW | HolisticTransition | 0 | 0 | 0 | 0 | 0 | 0 | 0 | 0 | 0 | 0 | 0 | 0 | 0 | 0 | 0 | 0 | 0 | 0 | 0 | 0 | 0 | 0 | 0 | 0 | 0 | 0 | 0
Hackney Supergrid 66kV | Renewable Engines (Landfill Gas, Sewage Gas, Biogas) | Gen_BB004 |  | MW | FallingBehind | 0 | 0 | 0 | 0 | 0 | 0 | 0 | 0 | 0 | 0 | 0 | 0 | 0 | 0 | 0 | 0 | 0 | 0 | 0 | 0 | 0 | 0 | 0 | 0 | 0 | 0 | 0
Hackney Supergrid 66kV | Renewable Engines (Landfill Gas, Sewage Gas, Biogas) | Gen_BB004 |  | MW | ElectricEngagement | 0 | 0 | 0 | 0 | 0 | 0 | 0 | 0 | 0 | 0 | 0 | 0 | 0 | 0 | 0 | 0 | 0 | 0 | 0 | 0 | 0 | 0 | 0 | 0 | 0 | 0 | 0
Hackney Supergrid 66kV | Renewable Engines (Landfill Gas, Sewage Gas, Biogas) | Gen_BB004 |  | MW | HydrogenEvolution | 0 | 0 | 0 | 0 | 0 | 0 | 0 | 0 | 0 | 0 | 0 | 0 | 0 | 0 | 0 | 0 | 0 | 0 | 0 | 0 | 0 | 0 | 0 | 0 | 0 | 0 | 0
Islington 132kV | Renewable Engines (Landfill Gas, Sewage Gas, Biogas) | Gen_BB004 |  | MW | HolisticTransition | 0 | 0 | 0 | 0 | 0 | 0 | 0 | 0 | 0 | 0 | 0 | 0 | 0 | 0 | 0 | 0 | 0 | 0 | 0 | 0 | 0 | 0 | 0 | 0 | 0 | 0 | 0
Islington 132kV | Renewable Engines (Landfill Gas, Sewage Gas, Biogas) | Gen_BB004 |  | MW | FallingBehind | 0 | 0 | 0 | 0 | 0 | 0 | 0 | 0 | 0 | 0 | 0 | 0 | 0 | 0 | 0 | 0 | 0 | 0 | 0 | 0 | 0 | 0 | 0 | 0 | 0 | 0 | 0
Islington 132kV | Renewable Engines (Landfill Gas, Sewage Gas, Biogas) | Gen_BB004 |  | MW | ElectricEngagement | 0 | 0 | 0 | 0 | 0 | 0 | 0 | 0 | 0 | 0 | 0 | 0 | 0 | 0 | 0 | 0 | 0 | 0 | 0 | 0 | 0 | 0 | 0 | 0 | 0 | 0 | 0
Islington 132kV | Renewable Engines (Landfill Gas, Sewage Gas, Biogas) | Gen_BB004 |  | MW | HydrogenEvolution | 0 | 0 | 0 | 0 | 0 | 0 | 0 | 0 | 0 | 0 | 0 | 0 | 0 | 0 | 0 | 0 | 0 | 0 | 0 | 0 | 0 | 0 | 0 | 0 | 0 | 0 | 0
Littlebrook 132kV | Renewable Engines (Landfill Gas, Sewage Gas, Biogas) | Gen_BB004 |  | MW | HolisticTransition | 0 | 0 | 0 | 0 | 0 | 0 | 0 | 0 | 0 | 0 | 0 | 0 | 0 | 0 | 0 | 0 | 0 | 0 | 0 | 0 | 0 | 0 | 0 | 0 | 0 | 0 | 0
Littlebrook 132kV | Renewable Engines (Landfill Gas, Sewage Gas, Biogas) | Gen_BB004 |  | MW | FallingBehind | 0 | 0.02 | 0.054 | 0 | 0 | 0 | 0 | 0 | 0 | 0 | 0 | 0 | 0 | 0 | 0 | 0 | 0 | 0 | 0 | 0 | 0 | 0 | 0 | 0 | 0 | 0 | 0
Littlebrook 132kV | Renewable Engines (Landfill Gas, Sewage Gas, Biogas) | Gen_BB004 |  | MW | ElectricEngagement | 0 | 0 | 0 | 0 | 0 | 0 | 0 | 0 | 0 | 0 | 0 | 0 | 0 | 0 | 0 | 0 | 0 | 0 | 0 | 0 | 0 | 0 | 0 | 0 | 0 | 0 | 0
Littlebrook 132kV | Renewable Engines (Landfill Gas, Sewage Gas, Biogas) | Gen_BB004 |  | MW | HydrogenEvolution | 0 | 0.019 | 0.084 | 0 | 0 | 0 | 0 | 0 | 0 | 0 | 0 | 0 | 0 | 0 | 0 | 0 | 0 | 0 | 0 | 0 | 0 | 0 | 0 | 0 | 0 | 0 | 0
Lodge Road 66kV | Renewable Engines (Landfill Gas, Sewage Gas, Biogas) | Gen_BB004 |  | MW | HolisticTransition | 0 | 0 | 0 | 0 | 0 | 0 | 0 | 0 | 0 | 0 | 0 | 0 | 0 | 0 | 0 | 0 | 0 | 0 | 0 | 0 | 0 | 0 | 0 | 0 | 0 | 0 | 0
Lodge Road 66kV | Renewable Engines (Landfill Gas, Sewage Gas, Biogas) | Gen_BB004 |  | MW | FallingBehind | 0 | 0 | 0 | 0 | 0 | 0 | 0 | 0 | 0 | 0 | 0 | 0 | 0 | 0 | 0 | 0 | 0 | 0 | 0 | 0 | 0 | 0 | 0 | 0 | 0 | 0 | 0
Lodge Road 66kV | Renewable Engines (Landfill Gas, Sewage Gas, Biogas) | Gen_BB004 |  | MW | ElectricEngagement | 0 | 0 | 0 | 0 | 0 | 0 | 0 | 0 | 0 | 0 | 0 | 0 | 0 | 0 | 0 | 0 | 0 | 0 | 0 | 0 | 0 | 0 | 0 | 0 | 0 | 0 | 0
Lodge Road 66kV | Renewable Engines (Landfill Gas, Sewage Gas, Biogas) | Gen_BB004 |  | MW | HydrogenEvolution | 0 | 0 | 0 | 0 | 0 | 0 | 0 | 0 | 0 | 0 | 0 | 0 | 0 | 0 | 0 | 0 | 0 | 0 | 0 | 0 | 0 | 0 | 0 | 0 | 0 | 0 | 0
New Cross 132kV | Renewable Engines (Landfill Gas, Sewage Gas, Biogas) | Gen_BB004 |  | MW | HolisticTransition | 0 | 0 | 0 | 0 | 0.344 | 0.368 | 0.397 | 0.434 | 0.478 | 0.529 | 0.592 | 0.673 | 0.763 | 0.862 | 0.977 | 1.118 | 1.304 | 1.539 | 1.818 | 2.16 | 2.606 | 3.18 | 3.918 | 4.89 | 6.17 | 7.868 | 10.191
New Cross 132kV | Renewable Engines (Landfill Gas, Sewage Gas, Biogas) | Gen_BB004 |  | MW | FallingBehind | 0 | 0 | 0 | 0 | 0.318 | 0.314 | 0.307 | 0.291 | 0.27 | 0.243 | 0.225 | 0.224 | 0.193 | 0.161 | 0.147 | 0.145 | 0.144 | 0.144 | 0.133 | 0.117 | 0.117 | 0.117 | 0.115 | 0.115 | 0.115 | 0.115 | 0.115
New Cross 132kV | Renewable Engines (Landfill Gas, Sewage Gas, Biogas) | Gen_BB004 |  | MW | ElectricEngagement | 0 | 0 | 0 | 0 | 0.344 | 0.368 | 0.397 | 0.434 | 0.478 | 0.529 | 0.592 | 0.673 | 0.763 | 0.862 | 0.977 | 1.118 | 1.304 | 1.539 | 1.818 | 2.16 | 2.606 | 3.18 | 3.918 | 4.89 | 6.17 | 7.868 | 10.191
New Cross 132kV | Renewable Engines (Landfill Gas, Sewage Gas, Biogas) | Gen_BB004 |  | MW | HydrogenEvolution | 0 | 0 | 0 | 0 | 0.326 | 0.326 | 0.326 | 0.326 | 0.314 | 0.3 | 0.288 | 0.288 | 0.28 | 0.256 | 0.247 | 0.247 | 0.247 | 0.247 | 0.247 | 0.24 | 0.24 | 0.24 | 0.24 | 0.24 | 0.24 | 0.24 | 0.24
New Cross 132kV to Wimbledon 1 and 2 132kV | Renewable Engines (Landfill Gas, Sewage Gas, Biogas) | Gen_BB004 |  | MW | HolisticTransition | 0 | 0 | 0 | 0 | 0 | 0 | 0 | 0 | 0 | 0 | 0 | 0 | 0 | 0 | 0 | 0 | 0 | 0 | 0 | 0 | 0 | 0 | 0 | 0 | 0 | 0 | 0
New Cross 132kV to Wimbledon 1 and 2 132kV | Renewable Engines (Landfill Gas, Sewage Gas, Biogas) | Gen_BB004 |  | MW | FallingBehind | 0 | 0.009 | 0.009 | 0 | 0 | 0 | 0 | 0 | 0 | 0 | 0 | 0 | 0 | 0 | 0 | 0 | 0 | 0 | 0 | 0 | 0 | 0 | 0 | 0 | 0 | 0 | 0
New Cross 132kV to Wimbledon 1 and 2 132kV | Renewable Engines (Landfill Gas, Sewage Gas, Biogas) | Gen_BB004 |  | MW | ElectricEngagement | 0 | 0 | 0 | 0 | 0 | 0 | 0 | 0 | 0 | 0 | 0 | 0 | 0 | 0 | 0 | 0 | 0 | 0 | 0 | 0 | 0 | 0 | 0 | 0 | 0 | 0 | 0
New Cross 132kV to Wimbledon 1 and 2 132kV | Renewable Engines (Landfill Gas, Sewage Gas, Biogas) | Gen_BB004 |  | MW | HydrogenEvolution | 0 | 0.001 | 0.001 | 0 | 0 | 0 | 0 | 0 | 0 | 0 | 0 | 0 | 0 | 0 | 0 | 0 | 0 | 0 | 0 | 0 | 0 | 0 | 0 | 0 | 0 | 0 | 0
New Cross 66kV | Renewable Engines (Landfill Gas, Sewage Gas, Biogas) | Gen_BB004 |  | MW | HolisticTransition | 0 | 0 | 0 | 0 | 0.001 | 0.003 | 0.004 | 0.007 | 0.009 | 0.013 | 0.017 | 0.022 | 0.027 | 0.033 | 0.041 | 0.049 | 0.061 | 0.076 | 0.093 | 0.115 | 0.142 | 0.178 | 0.224 | 0.285 | 0.365 | 0.471 | 0.616
New Cross 66kV | Renewable Engines (Landfill Gas, Sewage Gas, Biogas) | Gen_BB004 |  | MW | FallingBehind | 0 | 0 | 0 | 0 | 0 | 0 | 0 | 0 | 0 | 0 | 0 | 0 | 0 | 0 | 0 | 0 | 0 | 0 | 0 | 0 | 0 | 0 | 0 | 0 | 0 | 0 | 0
New Cross 66kV | Renewable Engines (Landfill Gas, Sewage Gas, Biogas) | Gen_BB004 |  | MW | ElectricEngagement | 0 | 0 | 0 | 0 | 0.001 | 0.003 | 0.004 | 0.007 | 0.009 | 0.013 | 0.017 | 0.022 | 0.027 | 0.033 | 0.041 | 0.049 | 0.061 | 0.076 | 0.093 | 0.115 | 0.142 | 0.178 | 0.224 | 0.285 | 0.365 | 0.471 | 0.616
New Cross 66kV | Renewable Engines (Landfill Gas, Sewage Gas, Biogas) | Gen_BB004 |  | MW | HydrogenEvolution | 0 | 0 | 0 | 0 | 0 | 0 | 0 | 0 | 0 | 0 | 0 | 0 | 0 | 0 | 0 | 0 | 0 | 0 | 0 | 0 | 0 | 0 | 0 | 0 | 0 | 0 | 0
Redbridge Supergrid 33kV | Renewable Engines (Landfill Gas, Sewage Gas, Biogas) | Gen_BB004 |  | MW | HolisticTransition | 0 | 0 | 0 | 0 | 0 | 0 | 0 | 0 | 0 | 0 | 0 | 0 | 0 | 0 | 0 | 0 | 0 | 0 | 0 | 0 | 0 | 0 | 0 | 0 | 0 | 0 | 0
Redbridge Supergrid 33kV | Renewable Engines (Landfill Gas, Sewage Gas, Biogas) | Gen_BB004 |  | MW | FallingBehind | 0 | 0 | 0 | 0 | 0 | 0 | 0 | 0 | 0 | 0 | 0 | 0 | 0 | 0 | 0 | 0 | 0 | 0 | 0 | 0 | 0 | 0 | 0 | 0 | 0 | 0 | 0
Redbridge Supergrid 33kV | Renewable Engines (Landfill Gas, Sewage Gas, Biogas) | Gen_BB004 |  | MW | ElectricEngagement | 0 | 0 | 0 | 0 | 0 | 0 | 0 | 0 | 0 | 0 | 0 | 0 | 0 | 0 | 0 | 0 | 0 | 0 | 0 | 0 | 0 | 0 | 0 | 0 | 0 | 0 | 0
Redbridge Supergrid 33kV | Renewable Engines (Landfill Gas, Sewage Gas, Biogas) | Gen_BB004 |  | MW | HydrogenEvolution | 0 | 0 | 0 | 0 | 0 | 0 | 0 | 0 | 0 | 0 | 0 | 0 | 0 | 0 | 0 | 0 | 0 | 0 | 0 | 0 | 0 | 0 | 0 | 0 | 0 | 0 | 0
St Johns Wood 132kV | Renewable Engines (Landfill Gas, Sewage Gas, Biogas) | Gen_BB004 |  | MW | HolisticTransition | 0 | 0 | 0 | 0 | 0 | 0 | 0 | 0 | 0 | 0 | 0 | 0 | 0 | 0 | 0 | 0 | 0 | 0 | 0 | 0 | 0 | 0 | 0 | 0 | 0 | 0 | 0
St Johns Wood 132kV | Renewable Engines (Landfill Gas, Sewage Gas, Biogas) | Gen_BB004 |  | MW | FallingBehind | 0 | 0 | 0 | 0 | 0 | 0 | 0 | 0 | 0 | 0 | 0 | 0 | 0 | 0 | 0 | 0 | 0 | 0 | 0 | 0 | 0 | 0 | 0 | 0 | 0 | 0 | 0
St Johns Wood 132kV | Renewable Engines (Landfill Gas, Sewage Gas, Biogas) | Gen_BB004 |  | MW | ElectricEngagement | 0 | 0 | 0 | 0 | 0 | 0 | 0 | 0 | 0 | 0 | 0 | 0 | 0 | 0 | 0 | 0 | 0 | 0 | 0 | 0 | 0 | 0 | 0 | 0 | 0 | 0 | 0
St Johns Wood 132kV | Renewable Engines (Landfill Gas, Sewage Gas, Biogas) | Gen_BB004 |  | MW | HydrogenEvolution | 0 | 0 | 0 | 0 | 0 | 0 | 0 | 0 | 0 | 0 | 0 | 0 | 0 | 0 | 0 | 0 | 0 | 0 | 0 | 0 | 0 | 0 | 0 | 0 | 0 | 0 | 0
West Ham 132kV | Renewable Engines (Landfill Gas, Sewage Gas, Biogas) | Gen_BB004 |  | MW | HolisticTransition | 0 | 0 | 0 | 0 | 0.772 | 1.832 | 3.093 | 4.726 | 6.647 | 8.907 | 11.637 | 15.193 | 19.112 | 23.459 | 28.485 | 34.686 | 42.852 | 53.106 | 65.371 | 80.339 | 99.85 | 124.992 | 157.327 | 199.905 | 255.978 | 330.373 | 432.149
West Ham 132kV | Renewable Engines (Landfill Gas, Sewage Gas, Biogas) | Gen_BB004 |  | MW | FallingBehind | 0 | 0.258 | 0.258 | 0 | 0 | 0 | 0 | 0 | 0 | 0 | 0 | 0 | 0 | 0 | 0 | 0 | 0 | 0 | 0 | 0 | 0 | 0 | 0 | 0 | 0 | 0 | 0
West Ham 132kV | Renewable Engines (Landfill Gas, Sewage Gas, Biogas) | Gen_BB004 |  | MW | ElectricEngagement | 0 | 0 | 0 | 0 | 0.772 | 1.832 | 3.093 | 4.726 | 6.647 | 8.907 | 11.637 | 15.193 | 19.112 | 23.459 | 28.485 | 34.686 | 42.852 | 53.106 | 65.371 | 80.339 | 99.85 | 124.992 | 157.327 | 199.905 | 255.978 | 330.373 | 432.149
West Ham 132kV | Renewable Engines (Landfill Gas, Sewage Gas, Biogas) | Gen_BB004 |  | MW | HydrogenEvolution | 0 | 0.026 | 0.026 | 0 | 0 | 0 | 0 | 0 | 0 | 0 | 0 | 0 | 0 | 0 | 0 | 0 | 0 | 0 | 0 | 0 | 0 | 0 | 0 | 0 | 0 | 0 | 0
Willesden Grid 132kV | Renewable Engines (Landfill Gas, Sewage Gas, Biogas) | Gen_BB004 |  | MW | HolisticTransition | 0 | 0 | 0 | 0 | 0 | 0 | 0 | 0 | 0 | 0 | 0 | 0 | 0 | 0 | 0 | 0 | 0 | 0 | 0 | 0 | 0 | 0 | 0 | 0 | 0 | 0 | 0
Willesden Grid 132kV | Renewable Engines (Landfill Gas, Sewage Gas, Biogas) | Gen_BB004 |  | MW | FallingBehind | 0 | 0 | 0 | 0 | 0 | 0 | 0 | 0 | 0 | 0 | 0 | 0 | 0 | 0 | 0 | 0 | 0 | 0 | 0 | 0 | 0 | 0 | 0 | 0 | 0 | 0 | 0
Willesden Grid 132kV | Renewable Engines (Landfill Gas, Sewage Gas, Biogas) | Gen_BB004 |  | MW | ElectricEngagement | 0 | 0 | 0 | 0 | 0 | 0 | 0 | 0 | 0 | 0 | 0 | 0 | 0 | 0 | 0 | 0 | 0 | 0 | 0 | 0 | 0 | 0 | 0 | 0 | 0 | 0 | 0
Willesden Grid 132kV | Renewable Engines (Landfill Gas, Sewage Gas, Biogas) | Gen_BB004 |  | MW | HydrogenEvolution | 0 | 0 | 0 | 0 | 0 | 0 | 0 | 0 | 0 | 0 | 0 | 0 | 0 | 0 | 0 | 0 | 0 | 0 | 0 | 0 | 0 | 0 | 0 | 0 | 0 | 0 | 0
Willesden Grid 66 kV | Renewable Engines (Landfill Gas, Sewage Gas, Biogas) | Gen_BB004 |  | MW | HolisticTransition | 0 | 0 | 0 | 0 | 0 | 0 | 0 | 0 | 0 | 0 | 0 | 0 | 0 | 0 | 0 | 0 | 0 | 0 | 0 | 0 | 0 | 0 | 0 | 0 | 0 | 0 | 0
Willesden Grid 66 kV | Renewable Engines (Landfill Gas, Sewage Gas, Biogas) | Gen_BB004 |  | MW | FallingBehind | 0 | 0 | 0 | 0 | 0 | 0 | 0 | 0 | 0 | 0 | 0 | 0 | 0 | 0 | 0 | 0 | 0 | 0 | 0 | 0 | 0 | 0 | 0 | 0 | 0 | 0 | 0
Willesden Grid 66 kV | Renewable Engines (Landfill Gas, Sewage Gas, Biogas) | Gen_BB004 |  | MW | ElectricEngagement | 0 | 0 | 0 | 0 | 0 | 0 | 0 | 0 | 0 | 0 | 0 | 0 | 0 | 0 | 0 | 0 | 0 | 0 | 0 | 0 | 0 | 0 | 0 | 0 | 0 | 0 | 0
Willesden Grid 66 kV | Renewable Engines (Landfill Gas, Sewage Gas, Biogas) | Gen_BB004 |  | MW | HydrogenEvolution | 0 | 0 | 0 | 0 | 0 | 0 | 0 | 0 | 0 | 0 | 0 | 0 | 0 | 0 | 0 | 0 | 0 | 0 | 0 | 0 | 0 | 0 | 0 | 0 | 0 | 0 | 0
Wimbledon Grid South 3/4 | Renewable Engines (Landfill Gas, Sewage Gas, Biogas) | Gen_BB004 |  | MW | HolisticTransition | 0 | 0 | 0 | 0 | 0 | 0 | 0 | 0 | 0 | 0 | 0 | 0 | 0 | 0 | 0 | 0 | 0 | 0 | 0 | 0 | 0 | 0 | 0 | 0 | 0 | 0 | 0
Wimbledon Grid South 3/4 | Renewable Engines (Landfill Gas, Sewage Gas, Biogas) | Gen_BB004 |  | MW | FallingBehind | 0 | 0.002 | 0.002 | 0 | 0 | 0 | 0 | 0 | 0 | 0 | 0 | 0 | 0 | 0 | 0 | 0 | 0 | 0 | 0 | 0 | 0 | 0 | 0 | 0 | 0 | 0 | 0
Wimbledon Grid South 3/4 | Renewable Engines (Landfill Gas, Sewage Gas, Biogas) | Gen_BB004 |  | MW | ElectricEngagement | 0 | 0 | 0 | 0 | 0 | 0 | 0 | 0 | 0 | 0 | 0 | 0 | 0 | 0 | 0 | 0 | 0 | 0 | 0 | 0 | 0 | 0 | 0 | 0 | 0 | 0 | 0
Wimbledon Grid South 3/4 | Renewable Engines (Landfill Gas, Sewage Gas, Biogas) | Gen_BB004 |  | MW | HydrogenEvolution | 0 | 0.002 | 0.002 | 0 | 0 | 0 | 0 | 0 | 0 | 0 | 0 | 0 | 0 | 0 | 0 | 0 | 0 | 0 | 0 | 0 | 0 | 0 | 0 | 0 | 0 | 0 | 0
Acton Lane 22kV | Non-renewable Engines (Diesel) (non CHP) | Gen_BB005 |  | MW | HolisticTransition | 0 | 0 | 0 | 0 | 0 | 0 | 0 | 0 | 0 | 0 | 0 | 0 | 0 | 0 | 0 | 0 | 0 | 0 | 0 | 0 | 0 | 0 | 0 | 0 | 0 | 0 | 0
Acton Lane 22kV | Non-renewable Engines (Diesel) (non CHP) | Gen_BB005 |  | MW | FallingBehind | 0 | 0 | 0 | 0 | 0 | 0 | 0 | 0 | 0 | 0 | 0 | 0 | 0 | 0 | 0 | 0 | 0 | 0 | 0 | 0 | 0 | 0 | 0 | 0 | 0 | 0 | 0
Acton Lane 22kV | Non-renewable Engines (Diesel) (non CHP) | Gen_BB005 |  | MW | ElectricEngagement | 0 | 0 | 0 | 0 | 0 | 0 | 0 | 0 | 0 | 0 | 0 | 0 | 0 | 0 | 0 | 0 | 0 | 0 | 0 | 0 | 0 | 0 | 0 | 0 | 0 | 0 | 0
Acton Lane 22kV | Non-renewable Engines (Diesel) (non CHP) | Gen_BB005 |  | MW | HydrogenEvolution | 0 | 0 | 0 | 0 | 0 | 0 | 0 | 0 | 0 | 0 | 0 | 0 | 0 | 0 | 0 | 0 | 0 | 0 | 0 | 0 | 0 | 0 | 0 | 0 | 0 | 0 | 0
Barking 132kV GIS | Non-renewable Engines (Diesel) (non CHP) | Gen_BB005 |  | MW | HolisticTransition | 0 | 0 | 0 | 0 | 0 | 0 | 0 | 0 | 0 | 0 | 0 | 0 | 0 | 0 | 0 | 0 | 0 | 0 | 0 | 0 | 0 | 0 | 0 | 0 | 0 | 0 | 0
Barking 132kV GIS | Non-renewable Engines (Diesel) (non CHP) | Gen_BB005 |  | MW | FallingBehind | 0 | 0 | 0 | 0 | 0 | 0 | 0 | 0 | 0 | 0 | 0 | 0 | 0 | 0 | 0 | 0 | 0 | 0 | 0 | 0 | 0 | 0 | 0 | 0 | 0 | 0 | 0
Barking 132kV GIS | Non-renewable Engines (Diesel) (non CHP) | Gen_BB005 |  | MW | ElectricEngagement | 0 | 0 | 0 | 0 | 0 | 0 | 0 | 0 | 0 | 0 | 0 | 0 | 0 | 0 | 0 | 0 | 0 | 0 | 0 | 0 | 0 | 0 | 0 | 0 | 0 | 0 | 0
Barking 132kV GIS | Non-renewable Engines (Diesel) (non CHP) | Gen_BB005 |  | MW | HydrogenEvolution | 0 | 0 | 0 | 0 | 0 | 0 | 0 | 0 | 0 | 0 | 0 | 0 | 0 | 0 | 0 | 0 | 0 | 0 | 0 | 0 | 0 | 0 | 0 | 0 | 0 | 0 | 0
Barking West 33kV | Non-renewable Engines (Diesel) (non CHP) | Gen_BB005 |  | MW | HolisticTransition | 33.013 | 33.013 | 33.013 | 0 | 0 | 0 | 0 | 0 | 0 | 0 | 0 | 0 | 0 | 0 | 0 | 0 | 0 | 0 | 0 | 0 | 0 | 0 | 0 | 0 | 0 | 0 | 0
Barking West 33kV | Non-renewable Engines (Diesel) (non CHP) | Gen_BB005 |  | MW | FallingBehind | 33.013 | 18.408 | 18.408 | 16.153 | 13.363 | 9.618 | 7.849 | 7.849 | 7.578 | 5.67 | 1.722 | 0.088 | 0 | 0 | 0 | 0 | 0 | 0 | 0 | 0 | 0 | 0 | 0 | 0 | 0 | 0 | 0
Barking West 33kV | Non-renewable Engines (Diesel) (non CHP) | Gen_BB005 |  | MW | ElectricEngagement | 33.013 | 28.952 | 28.952 | 15.454 | 10.223 | 5.865 | 3.487 | 1.901 | 0 | 0 | 0 | 0 | 0 | 0 | 0 | 0 | 0 | 0 | 0 | 0 | 0 | 0 | 0 | 0 | 0 | 0 | 0
Barking West 33kV | Non-renewable Engines (Diesel) (non CHP) | Gen_BB005 |  | MW | HydrogenEvolution | 33.013 | 28.952 | 28.952 | 15.454 | 10.223 | 5.865 | 3.487 | 1.901 | 0 | 0 | 0 | 0 | 0 | 0 | 0 | 0 | 0 | 0 | 0 | 0 | 0 | 0 | 0 | 0 | 0 | 0 | 0
Beddington 132kV Hurst 132kV | Non-renewable Engines (Diesel) (non CHP) | Gen_BB005 |  | MW | HolisticTransition | 3.373 | 3.373 | 3.821 | 0 | 0 | 0 | 0 | 0 | 0 | 0 | 0 | 0 | 0 | 0 | 0 | 0 | 0 | 0 | 0 | 0 | 0 | 0 | 0 | 0 | 0 | 0 | 0
Beddington 132kV Hurst 132kV | Non-renewable Engines (Diesel) (non CHP) | Gen_BB005 |  | MW | FallingBehind | 3.373 | 1.596 | 1.646 | 1.357 | 1.123 | 0.808 | 0.659 | 0.659 | 0.637 | 0.476 | 0.145 | 0.007 | 0 | 0 | 0 | 0 | 0 | 0 | 0 | 0 | 0 | 0 | 0 | 0 | 0 | 0 | 0
Beddington 132kV Hurst 132kV | Non-renewable Engines (Diesel) (non CHP) | Gen_BB005 |  | MW | ElectricEngagement | 3.373 | 2.65 | 2.708 | 1.298 | 0.859 | 0.493 | 0.293 | 0.16 | 0 | 0 | 0 | 0 | 0 | 0 | 0 | 0 | 0 | 0 | 0 | 0 | 0 | 0 | 0 | 0 | 0 | 0 | 0
Beddington 132kV Hurst 132kV | Non-renewable Engines (Diesel) (non CHP) | Gen_BB005 |  | MW | HydrogenEvolution | 3.373 | 2.65 | 2.708 | 1.298 | 0.859 | 0.493 | 0.293 | 0.16 | 0 | 0 | 0 | 0 | 0 | 0 | 0 | 0 | 0 | 0 | 0 | 0 | 0 | 0 | 0 | 0 | 0 | 0 | 0
Bengeworth Road 132kV GIS | Non-renewable Engines (Diesel) (non CHP) | Gen_BB005 |  | MW | HolisticTransition | 0 | 0 | 0 | 0 | 0 | 0 | 0 | 0 | 0 | 0 | 0 | 0 | 0 | 0 | 0 | 0 | 0 | 0 | 0 | 0 | 0 | 0 | 0 | 0 | 0 | 0 | 0
Bengeworth Road 132kV GIS | Non-renewable Engines (Diesel) (non CHP) | Gen_BB005 |  | MW | FallingBehind | 0 | 0 | 0 | 0 | 0 | 0 | 0 | 0 | 0 | 0 | 0 | 0 | 0 | 0 | 0 | 0 | 0 | 0 | 0 | 0 | 0 | 0 | 0 | 0 | 0 | 0 | 0
Bengeworth Road 132kV GIS | Non-renewable Engines (Diesel) (non CHP) | Gen_BB005 |  | MW | ElectricEngagement | 0 | 0 | 0 | 0 | 0 | 0 | 0 | 0 | 0 | 0 | 0 | 0 | 0 | 0 | 0 | 0 | 0 | 0 | 0 | 0 | 0 | 0 | 0 | 0 | 0 | 0 | 0
Bengeworth Road 132kV GIS | Non-renewable Engines (Diesel) (non CHP) | Gen_BB005 |  | MW | HydrogenEvolution | 0 | 0 | 0 | 0 | 0 | 0 | 0 | 0 | 0 | 0 | 0 | 0 | 0 | 0 | 0 | 0 | 0 | 0 | 0 | 0 | 0 | 0 | 0 | 0 | 0 | 0 | 0
Brimsdown | Non-renewable Engines (Diesel) (non CHP) | Gen_BB005 |  | MW | HolisticTransition | 1.767 | 1.767 | 0.517 | 0 | 0 | 0 | 0 | 0 | 0 | 0 | 0 | 0 | 0 | 0 | 0 | 0 | 0 | 0 | 0 | 0 | 0 | 0 | 0 | 0 | 0 | 0 | 0
Brimsdown | Non-renewable Engines (Diesel) (non CHP) | Gen_BB005 |  | MW | FallingBehind | 1.767 | 0.989 | 0.019 | 0 | 0 | 0 | 0 | 0 | 0 | 0 | 0 | 0 | 0 | 0 | 0 | 0 | 0 | 0 | 0 | 0 | 0 | 0 | 0 | 0 | 0 | 0 | 0
Brimsdown | Non-renewable Engines (Diesel) (non CHP) | Gen_BB005 |  | MW | ElectricEngagement | 1.767 | 1.551 | 0.378 | 0 | 0 | 0 | 0 | 0 | 0 | 0 | 0 | 0 | 0 | 0 | 0 | 0 | 0 | 0 | 0 | 0 | 0 | 0 | 0 | 0 | 0 | 0 | 0
Brimsdown | Non-renewable Engines (Diesel) (non CHP) | Gen_BB005 |  | MW | HydrogenEvolution | 1.767 | 1.551 | 0.378 | 0 | 0 | 0 | 0 | 0 | 0 | 0 | 0 | 0 | 0 | 0 | 0 | 0 | 0 | 0 | 0 | 0 | 0 | 0 | 0 | 0 | 0 | 0 | 0
City Road 132kV | Non-renewable Engines (Diesel) (non CHP) | Gen_BB005 |  | MW | HolisticTransition | 30.039 | 30.042 | 30.045 | 0 | 0 | 0 | 0 | 0 | 0 | 0 | 0 | 0 | 0 | 0 | 0 | 0 | 0 | 0 | 0 | 0 | 0 | 0 | 0 | 0 | 0 | 0 | 0
City Road 132kV | Non-renewable Engines (Diesel) (non CHP) | Gen_BB005 |  | MW | FallingBehind | 30.039 | 15.444 | 15.447 | 13.47 | 8.561 | 6.162 | 5.029 | 5.029 | 4.855 | 3.633 | 1.103 | 0.056 | 0 | 0 | 0 | 0 | 0 | 0 | 0 | 0 | 0 | 0 | 0 | 0 | 0 | 0 | 0
City Road 132kV | Non-renewable Engines (Diesel) (non CHP) | Gen_BB005 |  | MW | ElectricEngagement | 30.039 | 25.992 | 26.005 | 12.887 | 6.55 | 3.758 | 2.234 | 1.218 | 0 | 0 | 0 | 0 | 0 | 0 | 0 | 0 | 0 | 0 | 0 | 0 | 0 | 0 | 0 | 0 | 0 | 0 | 0
City Road 132kV | Non-renewable Engines (Diesel) (non CHP) | Gen_BB005 |  | MW | HydrogenEvolution | 30.039 | 25.992 | 26.005 | 12.887 | 6.55 | 3.758 | 2.234 | 1.218 | 0 | 0 | 0 | 0 | 0 | 0 | 0 | 0 | 0 | 0 | 0 | 0 | 0 | 0 | 0 | 0 | 0 | 0 | 0
Hackney 132kV | Non-renewable Engines (Diesel) (non CHP) | Gen_BB005 |  | MW | HolisticTransition | 5.109 | 5.109 | 5.109 | 0 | 0 | 0 | 0 | 0 | 0 | 0 | 0 | 0 | 0 | 0 | 0 | 0 | 0 | 0 | 0 | 0 | 0 | 0 | 0 | 0 | 0 | 0 | 0
Hackney 132kV | Non-renewable Engines (Diesel) (non CHP) | Gen_BB005 |  | MW | FallingBehind | 5.109 | 0.187 | 0.187 | 0 | 0 | 0 | 0 | 0 | 0 | 0 | 0 | 0 | 0 | 0 | 0 | 0 | 0 | 0 | 0 | 0 | 0 | 0 | 0 | 0 | 0 | 0 | 0
Hackney 132kV | Non-renewable Engines (Diesel) (non CHP) | Gen_BB005 |  | MW | ElectricEngagement | 5.109 | 3.74 | 3.74 | 0 | 0 | 0 | 0 | 0 | 0 | 0 | 0 | 0 | 0 | 0 | 0 | 0 | 0 | 0 | 0 | 0 | 0 | 0 | 0 | 0 | 0 | 0 | 0
Hackney 132kV | Non-renewable Engines (Diesel) (non CHP) | Gen_BB005 |  | MW | HydrogenEvolution | 5.109 | 3.74 | 3.74 | 0 | 0 | 0 | 0 | 0 | 0 | 0 | 0 | 0 | 0 | 0 | 0 | 0 | 0 | 0 | 0 | 0 | 0 | 0 | 0 | 0 | 0 | 0 | 0
Hackney Supergrid 66kV | Non-renewable Engines (Diesel) (non CHP) | Gen_BB005 |  | MW | HolisticTransition | 10.516 | 10.516 | 10.516 | 0 | 0 | 0 | 0 | 0 | 0 | 0 | 0 | 0 | 0 | 0 | 0 | 0 | 0 | 0 | 0 | 0 | 0 | 0 | 0 | 0 | 0 | 0 | 0
Hackney Supergrid 66kV | Non-renewable Engines (Diesel) (non CHP) | Gen_BB005 |  | MW | FallingBehind | 10.516 | 7.321 | 7.321 | 6.513 | 5.388 | 3.878 | 3.165 | 3.165 | 3.055 | 2.286 | 0.694 | 0.035 | 0 | 0 | 0 | 0 | 0 | 0 | 0 | 0 | 0 | 0 | 0 | 0 | 0 | 0 | 0
Hackney Supergrid 66kV | Non-renewable Engines (Diesel) (non CHP) | Gen_BB005 |  | MW | ElectricEngagement | 10.516 | 9.627 | 9.627 | 6.232 | 4.122 | 2.365 | 1.406 | 0.767 | 0 | 0 | 0 | 0 | 0 | 0 | 0 | 0 | 0 | 0 | 0 | 0 | 0 | 0 | 0 | 0 | 0 | 0 | 0
Hackney Supergrid 66kV | Non-renewable Engines (Diesel) (non CHP) | Gen_BB005 |  | MW | HydrogenEvolution | 10.516 | 9.627 | 9.627 | 6.232 | 4.122 | 2.365 | 1.406 | 0.767 | 0 | 0 | 0 | 0 | 0 | 0 | 0 | 0 | 0 | 0 | 0 | 0 | 0 | 0 | 0 | 0 | 0 | 0 | 0
Islington 132kV | Non-renewable Engines (Diesel) (non CHP) | Gen_BB005 |  | MW | HolisticTransition | 11.598 | 11.598 | 11.598 | 0 | 0 | 0 | 0 | 0 | 0 | 0 | 0 | 0 | 0 | 0 | 0 | 0 | 0 | 0 | 0 | 0 | 0 | 0 | 0 | 0 | 0 | 0 | 0
Islington 132kV | Non-renewable Engines (Diesel) (non CHP) | Gen_BB005 |  | MW | FallingBehind | 11.598 | 6.404 | 6.404 | 5.616 | 4.646 | 3.344 | 2.729 | 2.729 | 2.634 | 1.971 | 0.599 | 0.031 | 0 | 0 | 0 | 0 | 0 | 0 | 0 | 0 | 0 | 0 | 0 | 0 | 0 | 0 | 0
Islington 132kV | Non-renewable Engines (Diesel) (non CHP) | Gen_BB005 |  | MW | ElectricEngagement | 11.598 | 10.153 | 10.153 | 5.373 | 3.554 | 2.039 | 1.212 | 0.661 | 0 | 0 | 0 | 0 | 0 | 0 | 0 | 0 | 0 | 0 | 0 | 0 | 0 | 0 | 0 | 0 | 0 | 0 | 0
Islington 132kV | Non-renewable Engines (Diesel) (non CHP) | Gen_BB005 |  | MW | HydrogenEvolution | 11.598 | 10.153 | 10.153 | 5.373 | 3.554 | 2.039 | 1.212 | 0.661 | 0 | 0 | 0 | 0 | 0 | 0 | 0 | 0 | 0 | 0 | 0 | 0 | 0 | 0 | 0 | 0 | 0 | 0 | 0
Littlebrook 132kV | Non-renewable Engines (Diesel) (non CHP) | Gen_BB005 |  | MW | HolisticTransition | 7.361 | 7.361 | 6.913 | 0 | 0 | 0 | 0 | 0 | 0 | 0 | 0 | 0 | 0 | 0 | 0 | 0 | 0 | 0 | 0 | 0 | 0 | 0 | 0 | 0 | 0 | 0 | 0
Littlebrook 132kV | Non-renewable Engines (Diesel) (non CHP) | Gen_BB005 |  | MW | FallingBehind | 7.361 | 0.305 | 0.255 | 0 | 0 | 0 | 0 | 0 | 0 | 0 | 0 | 0 | 0 | 0 | 0 | 0 | 0 | 0 | 0 | 0 | 0 | 0 | 0 | 0 | 0 | 0 | 0
Littlebrook 132kV | Non-renewable Engines (Diesel) (non CHP) | Gen_BB005 |  | MW | ElectricEngagement | 7.361 | 5.092 | 5.034 | 0 | 0 | 0 | 0 | 0 | 0 | 0 | 0 | 0 | 0 | 0 | 0 | 0 | 0 | 0 | 0 | 0 | 0 | 0 | 0 | 0 | 0 | 0 | 0
Littlebrook 132kV | Non-renewable Engines (Diesel) (non CHP) | Gen_BB005 |  | MW | HydrogenEvolution | 7.361 | 5.092 | 5.034 | 0 | 0 | 0 | 0 | 0 | 0 | 0 | 0 | 0 | 0 | 0 | 0 | 0 | 0 | 0 | 0 | 0 | 0 | 0 | 0 | 0 | 0 | 0 | 0
Lodge Road 66kV | Non-renewable Engines (Diesel) (non CHP) | Gen_BB005 |  | MW | HolisticTransition | 4.099 | 4.099 | 4.099 | 0 | 0 | 0 | 0 | 0 | 0 | 0 | 0 | 0 | 0 | 0 | 0 | 0 | 0 | 0 | 0 | 0 | 0 | 0 | 0 | 0 | 0 | 0 | 0
Lodge Road 66kV | Non-renewable Engines (Diesel) (non CHP) | Gen_BB005 |  | MW | FallingBehind | 4.099 | 1.691 | 1.691 | 1.447 | 1.197 | 0.862 | 0.703 | 0.703 | 0.679 | 0.508 | 0.154 | 0.008 | 0 | 0 | 0 | 0 | 0 | 0 | 0 | 0 | 0 | 0 | 0 | 0 | 0 | 0 | 0
Lodge Road 66kV | Non-renewable Engines (Diesel) (non CHP) | Gen_BB005 |  | MW | ElectricEngagement | 4.099 | 3.429 | 3.429 | 1.385 | 0.916 | 0.526 | 0.312 | 0.17 | 0 | 0 | 0 | 0 | 0 | 0 | 0 | 0 | 0 | 0 | 0 | 0 | 0 | 0 | 0 | 0 | 0 | 0 | 0
Lodge Road 66kV | Non-renewable Engines (Diesel) (non CHP) | Gen_BB005 |  | MW | HydrogenEvolution | 4.099 | 3.429 | 3.429 | 1.385 | 0.916 | 0.526 | 0.312 | 0.17 | 0 | 0 | 0 | 0 | 0 | 0 | 0 | 0 | 0 | 0 | 0 | 0 | 0 | 0 | 0 | 0 | 0 | 0 | 0
New Cross 132kV | Non-renewable Engines (Diesel) (non CHP) | Gen_BB005 |  | MW | HolisticTransition | 6.801 | 6.801 | 6.801 | 0 | 0 | 0 | 0 | 0 | 0 | 0 | 0 | 0 | 0 | 0 | 0 | 0 | 0 | 0 | 0 | 0 | 0 | 0 | 0 | 0 | 0 | 0 | 0
New Cross 132kV | Non-renewable Engines (Diesel) (non CHP) | Gen_BB005 |  | MW | FallingBehind | 6.801 | 4.488 | 4.488 | 3.98 | 5.875 | 4.228 | 3.451 | 3.451 | 3.331 | 2.493 | 0.757 | 0.039 | 0 | 0 | 0 | 0 | 0 | 0 | 0 | 0 | 0 | 0 | 0 | 0 | 0 | 0 | 0
New Cross 132kV | Non-renewable Engines (Diesel) (non CHP) | Gen_BB005 |  | MW | ElectricEngagement | 6.801 | 6.158 | 6.158 | 3.808 | 4.495 | 2.579 | 1.533 | 0.836 | 0 | 0 | 0 | 0 | 0 | 0 | 0 | 0 | 0 | 0 | 0 | 0 | 0 | 0 | 0 | 0 | 0 | 0 | 0
New Cross 132kV | Non-renewable Engines (Diesel) (non CHP) | Gen_BB005 |  | MW | HydrogenEvolution | 6.801 | 6.158 | 6.158 | 3.808 | 4.495 | 2.579 | 1.533 | 0.836 | 0 | 0 | 0 | 0 | 0 | 0 | 0 | 0 | 0 | 0 | 0 | 0 | 0 | 0 | 0 | 0 | 0 | 0 | 0
New Cross 132kV to Wimbledon 1 and 2 132kV | Non-renewable Engines (Diesel) (non CHP) | Gen_BB005 |  | MW | HolisticTransition | 8.445 | 8.449 | 8.453 | 0 | 0 | 0 | 0 | 0 | 0 | 0 | 0 | 0 | 0 | 0 | 0 | 0 | 0 | 0 | 0 | 0 | 0 | 0 | 0 | 0 | 0 | 0 | 0
New Cross 132kV to Wimbledon 1 and 2 132kV | Non-renewable Engines (Diesel) (non CHP) | Gen_BB005 |  | MW | FallingBehind | 8.445 | 4.548 | 4.551 | 3.98 | 0 | 0 | 0 | 0 | 0 | 0 | 0 | 0 | 0 | 0 | 0 | 0 | 0 | 0 | 0 | 0 | 0 | 0 | 0 | 0 | 0 | 0 | 0
New Cross 132kV to Wimbledon 1 and 2 132kV | Non-renewable Engines (Diesel) (non CHP) | Gen_BB005 |  | MW | ElectricEngagement | 8.445 | 7.376 | 7.391 | 3.808 | 0 | 0 | 0 | 0 | 0 | 0 | 0 | 0 | 0 | 0 | 0 | 0 | 0 | 0 | 0 | 0 | 0 | 0 | 0 | 0 | 0 | 0 | 0
New Cross 132kV to Wimbledon 1 and 2 132kV | Non-renewable Engines (Diesel) (non CHP) | Gen_BB005 |  | MW | HydrogenEvolution | 8.445 | 7.376 | 7.391 | 3.808 | 0 | 0 | 0 | 0 | 0 | 0 | 0 | 0 | 0 | 0 | 0 | 0 | 0 | 0 | 0 | 0 | 0 | 0 | 0 | 0 | 0 | 0 | 0
New Cross 66kV | Non-renewable Engines (Diesel) (non CHP) | Gen_BB005 |  | MW | HolisticTransition | 0.069 | 0.103 | 0.136 | 0 | 0 | 0 | 0 | 0 | 0 | 0 | 0 | 0 | 0 | 0 | 0 | 0 | 0 | 0 | 0 | 0 | 0 | 0 | 0 | 0 | 0 | 0 | 0
New Cross 66kV | Non-renewable Engines (Diesel) (non CHP) | Gen_BB005 |  | MW | FallingBehind | 0.069 | 0.186 | 0.383 | 0.5 | 0.414 | 0.298 | 0.243 | 0.243 | 0.235 | 0.176 | 0.053 | 0.003 | 0 | 0 | 0 | 0 | 0 | 0 | 0 | 0 | 0 | 0 | 0 | 0 | 0 | 0 | 0
New Cross 66kV | Non-renewable Engines (Diesel) (non CHP) | Gen_BB005 |  | MW | ElectricEngagement | 0.069 | 0.186 | 0.32 | 0.213 | 0.141 | 0.081 | 0.048 | 0.026 | 0 | 0 | 0 | 0 | 0 | 0 | 0 | 0 | 0 | 0 | 0 | 0 | 0 | 0 | 0 | 0 | 0 | 0 | 0
New Cross 66kV | Non-renewable Engines (Diesel) (non CHP) | Gen_BB005 |  | MW | HydrogenEvolution | 0.069 | 0.186 | 0.32 | 0.213 | 0.141 | 0.081 | 0.048 | 0.026 | 0 | 0 | 0 | 0 | 0 | 0 | 0 | 0 | 0 | 0 | 0 | 0 | 0 | 0 | 0 | 0 | 0 | 0 | 0
Redbridge Supergrid 33kV | Non-renewable Engines (Diesel) (non CHP) | Gen_BB005 |  | MW | HolisticTransition | 2.026 | 2.026 | 3.276 | 0 | 0 | 0 | 0 | 0 | 0 | 0 | 0 | 0 | 0 | 0 | 0 | 0 | 0 | 0 | 0 | 0 | 0 | 0 | 0 | 0 | 0 | 0 | 0
Redbridge Supergrid 33kV | Non-renewable Engines (Diesel) (non CHP) | Gen_BB005 |  | MW | FallingBehind | 2.026 | 1.058 | 2.028 | 1.793 | 1.483 | 1.068 | 0.871 | 0.871 | 0.841 | 0.629 | 0.191 | 0.01 | 0 | 0 | 0 | 0 | 0 | 0 | 0 | 0 | 0 | 0 | 0 | 0 | 0 | 0 | 0
Redbridge Supergrid 33kV | Non-renewable Engines (Diesel) (non CHP) | Gen_BB005 |  | MW | ElectricEngagement | 2.026 | 1.757 | 2.93 | 1.715 | 1.135 | 0.651 | 0.387 | 0.211 | 0 | 0 | 0 | 0 | 0 | 0 | 0 | 0 | 0 | 0 | 0 | 0 | 0 | 0 | 0 | 0 | 0 | 0 | 0
Redbridge Supergrid 33kV | Non-renewable Engines (Diesel) (non CHP) | Gen_BB005 |  | MW | HydrogenEvolution | 2.026 | 1.757 | 2.93 | 1.715 | 1.135 | 0.651 | 0.387 | 0.211 | 0 | 0 | 0 | 0 | 0 | 0 | 0 | 0 | 0 | 0 | 0 | 0 | 0 | 0 | 0 | 0 | 0 | 0 | 0
St Johns Wood 132kV | Non-renewable Engines (Diesel) (non CHP) | Gen_BB005 |  | MW | HolisticTransition | 12.872 | 12.872 | 12.873 | 0 | 0 | 0 | 0 | 0 | 0 | 0 | 0 | 0 | 0 | 0 | 0 | 0 | 0 | 0 | 0 | 0 | 0 | 0 | 0 | 0 | 0 | 0 | 0
St Johns Wood 132kV | Non-renewable Engines (Diesel) (non CHP) | Gen_BB005 |  | MW | FallingBehind | 12.872 | 5.174 | 5.174 | 4.416 | 3.653 | 2.629 | 2.146 | 2.146 | 2.072 | 1.55 | 0.471 | 0.024 | 0 | 0 | 0 | 0 | 0 | 0 | 0 | 0 | 0 | 0 | 0 | 0 | 0 | 0 | 0
St Johns Wood 132kV | Non-renewable Engines (Diesel) (non CHP) | Gen_BB005 |  | MW | ElectricEngagement | 12.872 | 10.733 | 10.735 | 4.225 | 2.795 | 1.603 | 0.953 | 0.52 | 0 | 0 | 0 | 0 | 0 | 0 | 0 | 0 | 0 | 0 | 0 | 0 | 0 | 0 | 0 | 0 | 0 | 0 | 0
St Johns Wood 132kV | Non-renewable Engines (Diesel) (non CHP) | Gen_BB005 |  | MW | HydrogenEvolution | 12.872 | 10.733 | 10.735 | 4.225 | 2.795 | 1.603 | 0.953 | 0.52 | 0 | 0 | 0 | 0 | 0 | 0 | 0 | 0 | 0 | 0 | 0 | 0 | 0 | 0 | 0 | 0 | 0 | 0 | 0
West Ham 132kV | Non-renewable Engines (Diesel) (non CHP) | Gen_BB005 |  | MW | HolisticTransition | 16.543 | 16.543 | 16.543 | 0 | 0 | 0 | 0 | 0 | 0 | 0 | 0 | 0 | 0 | 0 | 0 | 0 | 0 | 0 | 0 | 0 | 0 | 0 | 0 | 0 | 0 | 0 | 0
West Ham 132kV | Non-renewable Engines (Diesel) (non CHP) | Gen_BB005 |  | MW | FallingBehind | 16.543 | 8.698 | 8.698 | 7.599 | 6.286 | 4.525 | 3.692 | 3.692 | 3.565 | 2.667 | 0.81 | 0.041 | 0 | 0 | 0 | 0 | 0 | 0 | 0 | 0 | 0 | 0 | 0 | 0 | 0 | 0 | 0
West Ham 132kV | Non-renewable Engines (Diesel) (non CHP) | Gen_BB005 |  | MW | ElectricEngagement | 16.543 | 14.361 | 14.361 | 7.27 | 4.809 | 2.759 | 1.64 | 0.894 | 0 | 0 | 0 | 0 | 0 | 0 | 0 | 0 | 0 | 0 | 0 | 0 | 0 | 0 | 0 | 0 | 0 | 0 | 0
West Ham 132kV | Non-renewable Engines (Diesel) (non CHP) | Gen_BB005 |  | MW | HydrogenEvolution | 16.543 | 14.361 | 14.361 | 7.27 | 4.809 | 2.759 | 1.64 | 0.894 | 0 | 0 | 0 | 0 | 0 | 0 | 0 | 0 | 0 | 0 | 0 | 0 | 0 | 0 | 0 | 0 | 0 | 0 | 0
Willesden Grid 132kV | Non-renewable Engines (Diesel) (non CHP) | Gen_BB005 |  | MW | HolisticTransition | 0.028 | 0.028 | 0.028 | 0 | 0 | 0 | 0 | 0 | 0 | 0 | 0 | 0 | 0 | 0 | 0 | 0 | 0 | 0 | 0 | 0 | 0 | 0 | 0 | 0 | 0 | 0 | 0
Willesden Grid 132kV | Non-renewable Engines (Diesel) (non CHP) | Gen_BB005 |  | MW | FallingBehind | 0.028 | 0.003 | 0.003 | 0 | 0 | 0 | 0 | 0 | 0 | 0 | 0 | 0 | 0 | 0 | 0 | 0 | 0 | 0 | 0 | 0 | 0 | 0 | 0 | 0 | 0 | 0 | 0
Willesden Grid 132kV | Non-renewable Engines (Diesel) (non CHP) | Gen_BB005 |  | MW | ElectricEngagement | 0.028 | 0.004 | 0.004 | 0 | 0 | 0 | 0 | 0 | 0 | 0 | 0 | 0 | 0 | 0 | 0 | 0 | 0 | 0 | 0 | 0 | 0 | 0 | 0 | 0 | 0 | 0 | 0
Willesden Grid 132kV | Non-renewable Engines (Diesel) (non CHP) | Gen_BB005 |  | MW | HydrogenEvolution | 0.028 | 0.004 | 0.004 | 0 | 0 | 0 | 0 | 0 | 0 | 0 | 0 | 0 | 0 | 0 | 0 | 0 | 0 | 0 | 0 | 0 | 0 | 0 | 0 | 0 | 0 | 0 | 0
Willesden Grid 66 kV | Non-renewable Engines (Diesel) (non CHP) | Gen_BB005 |  | MW | HolisticTransition | 0 | 0 | 0 | 0 | 0 | 0 | 0 | 0 | 0 | 0 | 0 | 0 | 0 | 0 | 0 | 0 | 0 | 0 | 0 | 0 | 0 | 0 | 0 | 0 | 0 | 0 | 0
Willesden Grid 66 kV | Non-renewable Engines (Diesel) (non CHP) | Gen_BB005 |  | MW | FallingBehind | 0 | 0 | 0 | 0 | 0 | 0 | 0 | 0 | 0 | 0 | 0 | 0 | 0 | 0 | 0 | 0 | 0 | 0 | 0 | 0 | 0 | 0 | 0 | 0 | 0 | 0 | 0
Willesden Grid 66 kV | Non-renewable Engines (Diesel) (non CHP) | Gen_BB005 |  | MW | ElectricEngagement | 0 | 0 | 0 | 0 | 0 | 0 | 0 | 0 | 0 | 0 | 0 | 0 | 0 | 0 | 0 | 0 | 0 | 0 | 0 | 0 | 0 | 0 | 0 | 0 | 0 | 0 | 0
Willesden Grid 66 kV | Non-renewable Engines (Diesel) (non CHP) | Gen_BB005 |  | MW | HydrogenEvolution | 0 | 0 | 0 | 0 | 0 | 0 | 0 | 0 | 0 | 0 | 0 | 0 | 0 | 0 | 0 | 0 | 0 | 0 | 0 | 0 | 0 | 0 | 0 | 0 | 0 | 0 | 0
Wimbledon Grid South 3/4 | Non-renewable Engines (Diesel) (non CHP) | Gen_BB005 |  | MW | HolisticTransition | 22.61 | 22.61 | 22.61 | 0 | 0 | 0 | 0 | 0 | 0 | 0 | 0 | 0 | 0 | 0 | 0 | 0 | 0 | 0 | 0 | 0 | 0 | 0 | 0 | 0 | 0 | 0 | 0
Wimbledon Grid South 3/4 | Non-renewable Engines (Diesel) (non CHP) | Gen_BB005 |  | MW | FallingBehind | 22.61 | 13.947 | 13.947 | 12.296 | 10.172 | 7.321 | 5.975 | 5.975 | 5.768 | 4.316 | 1.311 | 0.067 | 0 | 0 | 0 | 0 | 0 | 0 | 0 | 0 | 0 | 0 | 0 | 0 | 0 | 0 | 0
Wimbledon Grid South 3/4 | Non-renewable Engines (Diesel) (non CHP) | Gen_BB005 |  | MW | ElectricEngagement | 22.61 | 19.988 | 19.988 | 11.764 | 7.782 | 4.465 | 2.654 | 1.447 | 0 | 0 | 0 | 0 | 0 | 0 | 0 | 0 | 0 | 0 | 0 | 0 | 0 | 0 | 0 | 0 | 0 | 0 | 0
Wimbledon Grid South 3/4 | Non-renewable Engines (Diesel) (non CHP) | Gen_BB005 |  | MW | HydrogenEvolution | 22.61 | 19.988 | 19.988 | 11.764 | 7.782 | 4.465 | 2.654 | 1.447 | 0 | 0 | 0 | 0 | 0 | 0 | 0 | 0 | 0 | 0 | 0 | 0 | 0 | 0 | 0 | 0 | 0 | 0 | 0
Acton Lane 22kV | Non-renewable Engines (Gas) (non CHP) | Gen_BB006 |  | MW | HolisticTransition | 0 | 0 | 0 | 0 | 0 | 0 | 0 | 0 | 0 | 0 | 0 | 0 | 0 | 0 | 0 | 0 | 0 | 0 | 0 | 0 | 0 | 0 | 0 | 0 | 0 | 0 | 0
Acton Lane 22kV | Non-renewable Engines (Gas) (non CHP) | Gen_BB006 |  | MW | FallingBehind | 0 | 0 | 0 | 0 | 0 | 0 | 0 | 0 | 0 | 0 | 0 | 0 | 0 | 0 | 0 | 0 | 0 | 0 | 0 | 0 | 0 | 0 | 0 | 0 | 0 | 0 | 0
Acton Lane 22kV | Non-renewable Engines (Gas) (non CHP) | Gen_BB006 |  | MW | ElectricEngagement | 0 | 0 | 0 | 0 | 0 | 0 | 0 | 0 | 0 | 0 | 0 | 0 | 0 | 0 | 0 | 0 | 0 | 0 | 0 | 0 | 0 | 0 | 0 | 0 | 0 | 0 | 0
Acton Lane 22kV | Non-renewable Engines (Gas) (non CHP) | Gen_BB006 |  | MW | HydrogenEvolution | 0 | 0 | 0 | 0 | 0 | 0 | 0 | 0 | 0 | 0 | 0 | 0 | 0 | 0 | 0 | 0 | 0 | 0 | 0 | 0 | 0 | 0 | 0 | 0 | 0 | 0 | 0
Barking 132kV GIS | Non-renewable Engines (Gas) (non CHP) | Gen_BB006 |  | MW | HolisticTransition | 0 | 0 | 0 | 0 | 0.017 | 0.061 | 0.025 | 0.002 | 0.001 | 0 | 0 | 0 | 0 | 0 | 0 | 0 | 0 | 0 | 0 | 0 | 0 | 0 | 0 | 0 | 0 | 0 | 0
Barking 132kV GIS | Non-renewable Engines (Gas) (non CHP) | Gen_BB006 |  | MW | FallingBehind | 0 | 0 | 0 | 0 | 0.14 | 0.259 | 0.4 | 0.498 | 0.575 | 0.596 | 0.61 | 0.589 | 0.561 | 0.533 | 0.512 | 0.491 | 0.476 | 0.441 | 0.399 | 0.364 | 0.308 | 0.28 | 0.245 | 0.217 | 0.175 | 0.154 | 0.14
Barking 132kV GIS | Non-renewable Engines (Gas) (non CHP) | Gen_BB006 |  | MW | ElectricEngagement | 0 | 0 | 0 | 0 | 0.088 | 0.169 | 0.185 | 0.185 | 0.136 | 0.031 | 0.001 | 0 | 0 | 0 | 0 | 0 | 0 | 0 | 0 | 0 | 0 | 0 | 0 | 0 | 0 | 0 | 0
Barking 132kV GIS | Non-renewable Engines (Gas) (non CHP) | Gen_BB006 |  | MW | HydrogenEvolution | 0 | 0 | 0 | 0 | 0.088 | 0.169 | 0.185 | 0.185 | 0.136 | 0.031 | 0.001 | 0 | 0 | 0 | 0 | 0 | 0 | 0 | 0 | 0 | 0 | 0 | 0 | 0 | 0 | 0 | 0
Barking West 33kV | Non-renewable Engines (Gas) (non CHP) | Gen_BB006 |  | MW | HolisticTransition | 10.124 | 10.135 | 10.146 | 10.156 | 10.203 | 10.321 | 10.229 | 10.168 | 9.297 | 7.505 | 3.303 | 0.751 | 0 | 0 | 0 | 0 | 0 | 0 | 0 | 0 | 0 | 0 | 0 | 0 | 0 | 0 | 0
Barking West 33kV | Non-renewable Engines (Gas) (non CHP) | Gen_BB006 |  | MW | FallingBehind | 10.124 | 10.22 | 10.316 | 10.411 | 10.792 | 11.115 | 11.494 | 11.76 | 11.969 | 12.026 | 12.064 | 12.007 | 11.931 | 11.855 | 11.799 | 11.742 | 11.704 | 11.609 | 11.495 | 11.401 | 11.249 | 11.173 | 11.078 | 11.002 | 10.889 | 10.832 | 10.794
Barking West 33kV | Non-renewable Engines (Gas) (non CHP) | Gen_BB006 |  | MW | ElectricEngagement | 10.124 | 10.167 | 10.209 | 10.252 | 10.491 | 10.709 | 10.752 | 10.752 | 10.623 | 10.345 | 9.733 | 8.538 | 7.11 | 5.925 | 4.972 | 4.211 | 3.212 | 1.975 | 0.928 | 0.689 | 0.689 | 0.689 | 0.345 | 0.345 | 0.345 | 0 | 0
Barking West 33kV | Non-renewable Engines (Gas) (non CHP) | Gen_BB006 |  | MW | HydrogenEvolution | 10.124 | 10.167 | 10.209 | 10.252 | 10.491 | 10.709 | 10.752 | 10.752 | 10.623 | 10.345 | 9.733 | 8.538 | 7.11 | 5.925 | 4.972 | 4.211 | 3.212 | 1.975 | 0.928 | 0.689 | 0.689 | 0.689 | 0.345 | 0.345 | 0.345 | 0 | 0
Beddington 132kV Hurst 132kV | Non-renewable Engines (Gas) (non CHP) | Gen_BB006 |  | MW | HolisticTransition | 2.687 | 2.721 | 2.756 | 2.791 | 2.989 | 3.26 | 3.057 | 2.831 | 2.57 | 2.062 | 0.908 | 0.206 | 0 | 0 | 0 | 0 | 0 | 0 | 0 | 0 | 0 | 0 | 0 | 0 | 0 | 0 | 0
Beddington 132kV Hurst 132kV | Non-renewable Engines (Gas) (non CHP) | Gen_BB006 |  | MW | FallingBehind | 2.687 | 2.999 | 3.312 | 3.624 | 4.696 | 5.604 | 6.659 | 7.398 | 7.987 | 8.172 | 8.26 | 8.094 | 7.883 | 7.673 | 7.542 | 7.359 | 7.234 | 6.964 | 6.683 | 6.393 | 6.008 | 5.798 | 5.508 | 5.298 | 5.018 | 4.814 | 4.711
Beddington 132kV Hurst 132kV | Non-renewable Engines (Gas) (non CHP) | Gen_BB006 |  | MW | ElectricEngagement | 2.687 | 2.826 | 2.964 | 3.103 | 3.758 | 4.363 | 4.485 | 4.485 | 4.152 | 3.374 | 2.949 | 2.584 | 2.152 | 1.793 | 1.505 | 1.275 | 0.972 | 0.598 | 0.281 | 0.209 | 0.209 | 0.209 | 0.104 | 0.104 | 0.104 | 0 | 0
Beddington 132kV Hurst 132kV | Non-renewable Engines (Gas) (non CHP) | Gen_BB006 |  | MW | HydrogenEvolution | 2.687 | 2.826 | 2.964 | 3.103 | 3.758 | 4.363 | 4.485 | 4.485 | 4.152 | 3.374 | 2.949 | 2.584 | 2.152 | 1.793 | 1.505 | 1.275 | 0.972 | 0.598 | 0.281 | 0.209 | 0.209 | 0.209 | 0.104 | 0.104 | 0.104 | 0 | 0
Bengeworth Road 132kV GIS | Non-renewable Engines (Gas) (non CHP) | Gen_BB006 |  | MW | HolisticTransition | 0 | 0 | 0 | 0 | 1.574 | 1.772 | 1.608 | 1.499 | 1.37 | 1.105 | 0.486 | 0.111 | 0 | 0 | 0 | 0 | 0 | 0 | 0 | 0 | 0 | 0 | 0 | 0 | 0 | 0 | 0
Bengeworth Road 132kV GIS | Non-renewable Engines (Gas) (non CHP) | Gen_BB006 |  | MW | FallingBehind | 0 | 0 | 0 | 0 | 2.137 | 2.681 | 3.323 | 3.77 | 4.122 | 4.218 | 4.283 | 4.185 | 4.058 | 3.928 | 3.833 | 3.736 | 3.672 | 3.511 | 3.318 | 3.157 | 2.899 | 2.773 | 2.61 | 2.482 | 2.289 | 2.193 | 2.129
Bengeworth Road 132kV GIS | Non-renewable Engines (Gas) (non CHP) | Gen_BB006 |  | MW | ElectricEngagement | 0 | 0 | 0 | 0 | 1.899 | 2.266 | 2.339 | 2.339 | 2.114 | 1.626 | 1.42 | 1.246 | 1.037 | 0.864 | 0.725 | 0.614 | 0.469 | 0.288 | 0.135 | 0.1 | 0.1 | 0.1 | 0.05 | 0.05 | 0.05 | 0 | 0
Bengeworth Road 132kV GIS | Non-renewable Engines (Gas) (non CHP) | Gen_BB006 |  | MW | HydrogenEvolution | 0 | 0 | 0 | 0 | 1.899 | 2.266 | 2.339 | 2.339 | 2.114 | 1.626 | 1.42 | 1.246 | 1.037 | 0.864 | 0.725 | 0.614 | 0.469 | 0.288 | 0.135 | 0.1 | 0.1 | 0.1 | 0.05 | 0.05 | 0.05 | 0 | 0
Brimsdown | Non-renewable Engines (Gas) (non CHP) | Gen_BB006 |  | MW | HolisticTransition | 0.134 | 0.148 | 0.134 | 0.134 | 0.135 | 0.137 | 0.135 | 0.134 | 0.123 | 0.099 | 0.044 | 0.01 | 0 | 0 | 0 | 0 | 0 | 0 | 0 | 0 | 0 | 0 | 0 | 0 | 0 | 0 | 0
Brimsdown | Non-renewable Engines (Gas) (non CHP) | Gen_BB006 |  | MW | FallingBehind | 0.134 | 0.255 | 0.134 | 0.134 | 0.141 | 0.147 | 0.154 | 0.159 | 0.162 | 0.163 | 0.164 | 0.163 | 0.162 | 0.16 | 0.159 | 0.158 | 0.158 | 0.156 | 0.154 | 0.152 | 0.149 | 0.148 | 0.146 | 0.145 | 0.143 | 0.142 | 0.141
Brimsdown | Non-renewable Engines (Gas) (non CHP) | Gen_BB006 |  | MW | ElectricEngagement | 0.134 | 0.188 | 0.134 | 0.134 | 0.138 | 0.142 | 0.143 | 0.143 | 0.141 | 0.135 | 0.128 | 0.112 | 0.093 | 0.078 | 0.065 | 0.055 | 0.042 | 0.026 | 0.012 | 0.009 | 0.009 | 0.009 | 0.005 | 0.005 | 0.005 | 0 | 0
Brimsdown | Non-renewable Engines (Gas) (non CHP) | Gen_BB006 |  | MW | HydrogenEvolution | 0.134 | 0.188 | 0.134 | 0.134 | 0.138 | 0.142 | 0.143 | 0.143 | 0.141 | 0.135 | 0.128 | 0.112 | 0.093 | 0.078 | 0.065 | 0.055 | 0.042 | 0.026 | 0.012 | 0.009 | 0.009 | 0.009 | 0.005 | 0.005 | 0.005 | 0 | 0
City Road 132kV | Non-renewable Engines (Gas) (non CHP) | Gen_BB006 |  | MW | HolisticTransition | 13.533 | 13.548 | 13.563 | 13.578 | 12.79 | 13.4 | 12.902 | 12.555 | 11.479 | 9.271 | 4.08 | 0.928 | 0 | 0 | 0 | 0 | 0 | 0 | 0 | 0 | 0 | 0 | 0 | 0 | 0 | 0 | 0
City Road 132kV | Non-renewable Engines (Gas) (non CHP) | Gen_BB006 |  | MW | FallingBehind | 13.533 | 13.67 | 13.807 | 13.944 | 14.887 | 16.565 | 18.539 | 19.921 | 21.007 | 21.303 | 21.501 | 21.205 | 20.808 | 20.413 | 20.116 | 19.82 | 19.622 | 19.127 | 18.534 | 18.041 | 17.249 | 16.855 | 16.359 | 15.964 | 15.37 | 15.074 | 14.876
City Road 132kV | Non-renewable Engines (Gas) (non CHP) | Gen_BB006 |  | MW | ElectricEngagement | 13.533 | 13.594 | 13.655 | 13.715 | 13.926 | 15.058 | 15.284 | 15.284 | 14.598 | 13.114 | 12.038 | 10.562 | 8.796 | 7.33 | 6.152 | 5.21 | 3.974 | 2.443 | 1.148 | 0.852 | 0.852 | 0.852 | 0.426 | 0.426 | 0.426 | 0 | 0
City Road 132kV | Non-renewable Engines (Gas) (non CHP) | Gen_BB006 |  | MW | HydrogenEvolution | 13.533 | 13.594 | 13.655 | 13.715 | 13.926 | 15.058 | 15.284 | 15.284 | 14.598 | 13.114 | 12.038 | 10.562 | 8.796 | 7.33 | 6.152 | 5.21 | 3.974 | 2.443 | 1.148 | 0.852 | 0.852 | 0.852 | 0.426 | 0.426 | 0.426 | 0 | 0
Hackney 132kV | Non-renewable Engines (Gas) (non CHP) | Gen_BB006 |  | MW | HolisticTransition | 5.006 | 5.015 | 5.024 | 5.033 | 5.062 | 5.134 | 5.076 | 5.037 | 4.606 | 3.719 | 1.637 | 0.372 | 0 | 0 | 0 | 0 | 0 | 0 | 0 | 0 | 0 | 0 | 0 | 0 | 0 | 0 | 0
Hackney 132kV | Non-renewable Engines (Gas) (non CHP) | Gen_BB006 |  | MW | FallingBehind | 5.006 | 5.087 | 5.169 | 5.25 | 5.484 | 5.683 | 5.916 | 6.079 | 6.208 | 6.243 | 6.266 | 6.231 | 6.184 | 6.138 | 6.102 | 6.068 | 6.044 | 5.985 | 5.916 | 5.858 | 5.763 | 5.717 | 5.659 | 5.611 | 5.542 | 5.508 | 5.483
Hackney 132kV | Non-renewable Engines (Gas) (non CHP) | Gen_BB006 |  | MW | ElectricEngagement | 5.006 | 5.042 | 5.078 | 5.114 | 5.261 | 5.396 | 5.421 | 5.421 | 5.341 | 5.167 | 4.855 | 4.259 | 3.547 | 2.956 | 2.481 | 2.101 | 1.602 | 0.985 | 0.463 | 0.344 | 0.344 | 0.344 | 0.172 | 0.172 | 0.172 | 0 | 0
Hackney 132kV | Non-renewable Engines (Gas) (non CHP) | Gen_BB006 |  | MW | HydrogenEvolution | 5.006 | 5.042 | 5.078 | 5.114 | 5.261 | 5.396 | 5.421 | 5.421 | 5.341 | 5.167 | 4.855 | 4.259 | 3.547 | 2.956 | 2.481 | 2.101 | 1.602 | 0.985 | 0.463 | 0.344 | 0.344 | 0.344 | 0.172 | 0.172 | 0.172 | 0 | 0
Hackney Supergrid 66kV | Non-renewable Engines (Gas) (non CHP) | Gen_BB006 |  | MW | HolisticTransition | 0.15 | 0.18 | 0.211 | 0.242 | 0.258 | 0.296 | 0.283 | 0.275 | 0.242 | 0.179 | 0.079 | 0.018 | 0 | 0 | 0 | 0 | 0 | 0 | 0 | 0 | 0 | 0 | 0 | 0 | 0 | 0 | 0
Hackney Supergrid 66kV | Non-renewable Engines (Gas) (non CHP) | Gen_BB006 |  | MW | FallingBehind | 0.15 | 0.426 | 0.703 | 0.979 | 1.104 | 1.209 | 1.333 | 1.421 | 1.489 | 1.508 | 1.52 | 1.502 | 1.48 | 1.457 | 1.438 | 1.42 | 1.408 | 1.379 | 1.343 | 1.313 | 1.266 | 1.242 | 1.212 | 1.189 | 1.153 | 1.137 | 1.125
Hackney Supergrid 66kV | Non-renewable Engines (Gas) (non CHP) | Gen_BB006 |  | MW | ElectricEngagement | 0.15 | 0.273 | 0.396 | 0.518 | 0.599 | 0.67 | 0.683 | 0.683 | 0.656 | 0.594 | 0.502 | 0.432 | 0.36 | 0.3 | 0.251 | 0.213 | 0.162 | 0.1 | 0.047 | 0.035 | 0.035 | 0.035 | 0.017 | 0.017 | 0.017 | 0 | 0
Hackney Supergrid 66kV | Non-renewable Engines (Gas) (non CHP) | Gen_BB006 |  | MW | HydrogenEvolution | 0.15 | 0.273 | 0.396 | 0.518 | 0.599 | 0.67 | 0.683 | 0.683 | 0.656 | 0.594 | 0.502 | 0.432 | 0.36 | 0.3 | 0.251 | 0.213 | 0.162 | 0.1 | 0.047 | 0.035 | 0.035 | 0.035 | 0.017 | 0.017 | 0.017 | 0 | 0
Islington 132kV | Non-renewable Engines (Gas) (non CHP) | Gen_BB006 |  | MW | HolisticTransition | 0.274 | 0.274 | 0.274 | 0.274 | 0.29 | 0.331 | 0.295 | 0.274 | 0.25 | 0.202 | 0.089 | 0.02 | 0 | 0 | 0 | 0 | 0 | 0 | 0 | 0 | 0 | 0 | 0 | 0 | 0 | 0 | 0
Islington 132kV | Non-renewable Engines (Gas) (non CHP) | Gen_BB006 |  | MW | FallingBehind | 0.274 | 0.274 | 0.274 | 0.274 | 0.407 | 0.519 | 0.653 | 0.746 | 0.817 | 0.836 | 0.851 | 0.831 | 0.804 | 0.777 | 0.757 | 0.737 | 0.725 | 0.691 | 0.652 | 0.618 | 0.564 | 0.538 | 0.504 | 0.478 | 0.439 | 0.419 | 0.405
Islington 132kV | Non-renewable Engines (Gas) (non CHP) | Gen_BB006 |  | MW | ElectricEngagement | 0.274 | 0.274 | 0.274 | 0.274 | 0.357 | 0.432 | 0.449 | 0.449 | 0.403 | 0.3 | 0.26 | 0.228 | 0.19 | 0.158 | 0.133 | 0.112 | 0.086 | 0.053 | 0.025 | 0.018 | 0.018 | 0.018 | 0.009 | 0.009 | 0.009 | 0 | 0
Islington 132kV | Non-renewable Engines (Gas) (non CHP) | Gen_BB006 |  | MW | HydrogenEvolution | 0.274 | 0.274 | 0.274 | 0.274 | 0.357 | 0.432 | 0.449 | 0.449 | 0.403 | 0.3 | 0.26 | 0.228 | 0.19 | 0.158 | 0.133 | 0.112 | 0.086 | 0.053 | 0.025 | 0.018 | 0.018 | 0.018 | 0.009 | 0.009 | 0.009 | 0 | 0
Littlebrook 132kV | Non-renewable Engines (Gas) (non CHP) | Gen_BB006 |  | MW | HolisticTransition | 1.36 | 1.362 | 1.364 | 1.367 | 1.468 | 1.507 | 1.476 | 1.371 | 1.253 | 1.01 | 0.444 | 0.101 | 0 | 0 | 0 | 0 | 0 | 0 | 0 | 0 | 0 | 0 | 0 | 0 | 0 | 0 | 0
Littlebrook 132kV | Non-renewable Engines (Gas) (non CHP) | Gen_BB006 |  | MW | FallingBehind | 1.36 | 1.38 | 1.4 | 1.42 | 1.736 | 1.999 | 2.296 | 2.505 | 2.678 | 2.748 | 2.761 | 2.708 | 2.649 | 2.589 | 2.569 | 2.499 | 2.453 | 2.37 | 2.314 | 2.214 | 2.129 | 2.068 | 1.969 | 1.909 | 1.853 | 1.767 | 1.737
Littlebrook 132kV | Non-renewable Engines (Gas) (non CHP) | Gen_BB006 |  | MW | ElectricEngagement | 1.36 | 1.369 | 1.378 | 1.387 | 1.566 | 1.736 | 1.771 | 1.77 | 1.689 | 1.457 | 1.317 | 1.155 | 0.962 | 0.801 | 0.673 | 0.57 | 0.435 | 0.267 | 0.126 | 0.093 | 0.093 | 0.093 | 0.047 | 0.047 | 0.047 | 0 | 0
Littlebrook 132kV | Non-renewable Engines (Gas) (non CHP) | Gen_BB006 |  | MW | HydrogenEvolution | 1.36 | 1.369 | 1.378 | 1.387 | 1.566 | 1.736 | 1.771 | 1.77 | 1.689 | 1.457 | 1.317 | 1.155 | 0.962 | 0.801 | 0.673 | 0.57 | 0.435 | 0.267 | 0.126 | 0.093 | 0.093 | 0.093 | 0.047 | 0.047 | 0.047 | 0 | 0
Lodge Road 66kV | Non-renewable Engines (Gas) (non CHP) | Gen_BB006 |  | MW | HolisticTransition | 1.004 | 1.006 | 1.009 | 1.011 | 1.088 | 1.282 | 1.12 | 1.011 | 0.925 | 0.747 | 0.329 | 0.075 | 0 | 0 | 0 | 0 | 0 | 0 | 0 | 0 | 0 | 0 | 0 | 0 | 0 | 0 | 0
Lodge Road 66kV | Non-renewable Engines (Gas) (non CHP) | Gen_BB006 |  | MW | FallingBehind | 1.004 | 1.024 | 1.044 | 1.065 | 1.697 | 2.234 | 2.867 | 3.309 | 3.657 | 3.752 | 3.815 | 3.72 | 3.592 | 3.465 | 3.37 | 3.274 | 3.211 | 3.054 | 2.862 | 2.704 | 2.45 | 2.322 | 2.164 | 2.037 | 1.846 | 1.752 | 1.688
Lodge Road 66kV | Non-renewable Engines (Gas) (non CHP) | Gen_BB006 |  | MW | ElectricEngagement | 1.004 | 1.013 | 1.022 | 1.031 | 1.428 | 1.791 | 1.862 | 1.862 | 1.64 | 1.155 | 0.979 | 0.859 | 0.715 | 0.596 | 0.5 | 0.424 | 0.323 | 0.199 | 0.093 | 0.069 | 0.069 | 0.069 | 0.035 | 0.035 | 0.035 | 0 | 0
Lodge Road 66kV | Non-renewable Engines (Gas) (non CHP) | Gen_BB006 |  | MW | HydrogenEvolution | 1.004 | 1.013 | 1.022 | 1.031 | 1.428 | 1.791 | 1.862 | 1.862 | 1.64 | 1.155 | 0.979 | 0.859 | 0.715 | 0.596 | 0.5 | 0.424 | 0.323 | 0.199 | 0.093 | 0.069 | 0.069 | 0.069 | 0.035 | 0.035 | 0.035 | 0 | 0
New Cross 132kV | Non-renewable Engines (Gas) (non CHP) | Gen_BB006 |  | MW | HolisticTransition | 3.392 | 3.392 | 3.392 | 3.392 | 9.848 | 10.052 | 9.891 | 9.782 | 8.943 | 7.217 | 3.176 | 0.722 | 0 | 0 | 0 | 0 | 0 | 0 | 0 | 0 | 0 | 0 | 0 | 0 | 0 | 0 | 0
New Cross 132kV | Non-renewable Engines (Gas) (non CHP) | Gen_BB006 |  | MW | FallingBehind | 3.392 | 3.392 | 3.392 | 3.392 | 10.592 | 11.152 | 11.812 | 12.272 | 12.636 | 12.734 | 12.799 | 12.7 | 12.569 | 12.438 | 12.338 | 12.241 | 12.174 | 12.01 | 11.812 | 11.647 | 11.384 | 11.253 | 11.088 | 10.955 | 10.758 | 10.66 | 10.594
New Cross 132kV | Non-renewable Engines (Gas) (non CHP) | Gen_BB006 |  | MW | ElectricEngagement | 3.392 | 3.392 | 3.392 | 3.392 | 10.244 | 10.621 | 10.697 | 10.697 | 10.472 | 9.983 | 9.333 | 8.186 | 6.817 | 5.68 | 4.767 | 4.038 | 3.08 | 1.893 | 0.89 | 0.66 | 0.66 | 0.66 | 0.33 | 0.33 | 0.33 | 0 | 0
New Cross 132kV | Non-renewable Engines (Gas) (non CHP) | Gen_BB006 |  | MW | HydrogenEvolution | 3.392 | 3.392 | 3.392 | 3.392 | 10.244 | 10.621 | 10.697 | 10.697 | 10.472 | 9.983 | 9.333 | 8.186 | 6.817 | 5.68 | 4.767 | 4.038 | 3.08 | 1.893 | 0.89 | 0.66 | 0.66 | 0.66 | 0.33 | 0.33 | 0.33 | 0 | 0
New Cross 132kV to Wimbledon 1 and 2 132kV | Non-renewable Engines (Gas) (non CHP) | Gen_BB006 |  | MW | HolisticTransition | 10.208 | 10.215 | 10.222 | 10.229 | 0 | 0 | 0 | 0 | 0 | 0 | 0 | 0 | 0 | 0 | 0 | 0 | 0 | 0 | 0 | 0 | 0 | 0 | 0 | 0 | 0 | 0 | 0
New Cross 132kV to Wimbledon 1 and 2 132kV | Non-renewable Engines (Gas) (non CHP) | Gen_BB006 |  | MW | FallingBehind | 10.208 | 10.272 | 10.335 | 10.398 | 0 | 0 | 0 | 0 | 0 | 0 | 0 | 0 | 0 | 0 | 0 | 0 | 0 | 0 | 0 | 0 | 0 | 0 | 0 | 0 | 0 | 0 | 0
New Cross 132kV to Wimbledon 1 and 2 132kV | Non-renewable Engines (Gas) (non CHP) | Gen_BB006 |  | MW | ElectricEngagement | 10.208 | 10.236 | 10.264 | 10.293 | 0 | 0 | 0 | 0 | 0 | 0 | 0 | 0 | 0 | 0 | 0 | 0 | 0 | 0 | 0 | 0 | 0 | 0 | 0 | 0 | 0 | 0 | 0
New Cross 132kV to Wimbledon 1 and 2 132kV | Non-renewable Engines (Gas) (non CHP) | Gen_BB006 |  | MW | HydrogenEvolution | 10.208 | 10.236 | 10.264 | 10.293 | 0 | 0 | 0 | 0 | 0 | 0 | 0 | 0 | 0 | 0 | 0 | 0 | 0 | 0 | 0 | 0 | 0 | 0 | 0 | 0 | 0 | 0 | 0
New Cross 66kV | Non-renewable Engines (Gas) (non CHP) | Gen_BB006 |  | MW | HolisticTransition | 4.718 | 4.746 | 4.774 | 4.802 | 4.903 | 5.157 | 4.954 | 4.819 | 4.403 | 3.548 | 1.561 | 0.355 | 0 | 0 | 0 | 0 | 0 | 0 | 0 | 0 | 0 | 0 | 0 | 0 | 0 | 0 | 0
New Cross 66kV | Non-renewable Engines (Gas) (non CHP) | Gen_BB006 |  | MW | FallingBehind | 4.718 | 4.969 | 5.219 | 5.47 | 6.296 | 6.997 | 7.823 | 8.401 | 8.855 | 8.979 | 9.063 | 8.937 | 8.774 | 8.608 | 8.483 | 8.361 | 8.277 | 8.071 | 7.822 | 7.617 | 7.287 | 7.121 | 6.915 | 6.749 | 6.502 | 6.378 | 6.295
New Cross 66kV | Non-renewable Engines (Gas) (non CHP) | Gen_BB006 |  | MW | ElectricEngagement | 4.718 | 4.829 | 4.941 | 5.052 | 5.571 | 6.043 | 6.139 | 6.139 | 5.854 | 5.24 | 4.8 | 4.207 | 3.504 | 2.92 | 2.45 | 2.075 | 1.583 | 0.973 | 0.457 | 0.339 | 0.339 | 0.339 | 0.17 | 0.17 | 0.17 | 0 | 0
New Cross 66kV | Non-renewable Engines (Gas) (non CHP) | Gen_BB006 |  | MW | HydrogenEvolution | 4.718 | 4.829 | 4.941 | 5.052 | 5.571 | 6.043 | 6.139 | 6.139 | 5.854 | 5.24 | 4.8 | 4.207 | 3.504 | 2.92 | 2.45 | 2.075 | 1.583 | 0.973 | 0.457 | 0.339 | 0.339 | 0.339 | 0.17 | 0.17 | 0.17 | 0 | 0
Redbridge Supergrid 33kV | Non-renewable Engines (Gas) (non CHP) | Gen_BB006 |  | MW | HolisticTransition | 0.173 | 0.175 | 0.204 | 0.22 | 0.232 | 0.262 | 0.245 | 0.234 | 0.21 | 0.163 | 0.072 | 0.016 | 0 | 0 | 0 | 0 | 0 | 0 | 0 | 0 | 0 | 0 | 0 | 0 | 0 | 0 | 0
Redbridge Supergrid 33kV | Non-renewable Engines (Gas) (non CHP) | Gen_BB006 |  | MW | FallingBehind | 0.173 | 0.194 | 0.456 | 0.598 | 0.694 | 0.775 | 0.871 | 0.937 | 0.99 | 1.004 | 1.014 | 1 | 0.98 | 0.963 | 0.949 | 0.934 | 0.924 | 0.902 | 0.874 | 0.851 | 0.814 | 0.795 | 0.771 | 0.753 | 0.725 | 0.711 | 0.702
Redbridge Supergrid 33kV | Non-renewable Engines (Gas) (non CHP) | Gen_BB006 |  | MW | ElectricEngagement | 0.173 | 0.182 | 0.299 | 0.362 | 0.423 | 0.477 | 0.488 | 0.488 | 0.462 | 0.402 | 0.347 | 0.301 | 0.251 | 0.209 | 0.175 | 0.149 | 0.113 | 0.07 | 0.033 | 0.024 | 0.024 | 0.024 | 0.012 | 0.012 | 0.012 | 0 | 0
Redbridge Supergrid 33kV | Non-renewable Engines (Gas) (non CHP) | Gen_BB006 |  | MW | HydrogenEvolution | 0.173 | 0.182 | 0.299 | 0.362 | 0.423 | 0.477 | 0.488 | 0.488 | 0.462 | 0.402 | 0.347 | 0.301 | 0.251 | 0.209 | 0.175 | 0.149 | 0.113 | 0.07 | 0.033 | 0.024 | 0.024 | 0.024 | 0.012 | 0.012 | 0.012 | 0 | 0
St Johns Wood 132kV | Non-renewable Engines (Gas) (non CHP) | Gen_BB006 |  | MW | HolisticTransition | 15.441 | 15.458 | 15.476 | 15.493 | 15.693 | 16.192 | 15.781 | 15.509 | 14.173 | 11.449 | 5.038 | 1.146 | 0 | 0 | 0 | 0 | 0 | 0 | 0 | 0 | 0 | 0 | 0 | 0 | 0 | 0 | 0
St Johns Wood 132kV | Non-renewable Engines (Gas) (non CHP) | Gen_BB006 |  | MW | FallingBehind | 15.441 | 15.595 | 15.75 | 15.904 | 17.52 | 18.894 | 20.51 | 21.641 | 22.529 | 22.771 | 22.932 | 22.691 | 22.367 | 22.044 | 21.799 | 21.557 | 21.396 | 20.99 | 20.505 | 20.101 | 19.453 | 19.128 | 18.722 | 18.4 | 17.915 | 17.671 | 17.509
St Johns Wood 132kV | Non-renewable Engines (Gas) (non CHP) | Gen_BB006 |  | MW | ElectricEngagement | 15.441 | 15.51 | 15.578 | 15.647 | 16.664 | 17.589 | 17.774 | 17.774 | 17.209 | 15.99 | 14.85 | 13.03 | 10.851 | 9.042 | 7.589 | 6.428 | 4.902 | 3.014 | 1.416 | 1.051 | 1.051 | 1.051 | 0.526 | 0.526 | 0.526 | 0 | 0
St Johns Wood 132kV | Non-renewable Engines (Gas) (non CHP) | Gen_BB006 |  | MW | HydrogenEvolution | 15.441 | 15.51 | 15.578 | 15.647 | 16.664 | 17.589 | 17.774 | 17.774 | 17.209 | 15.99 | 14.85 | 13.03 | 10.851 | 9.042 | 7.589 | 6.428 | 4.902 | 3.014 | 1.416 | 1.051 | 1.051 | 1.051 | 0.526 | 0.526 | 0.526 | 0 | 0
West Ham 132kV | Non-renewable Engines (Gas) (non CHP) | Gen_BB006 |  | MW | HolisticTransition | 30.496 | 30.768 | 31.039 | 31.311 | 31.711 | 32.7 | 31.919 | 31.399 | 28.69 | 23.139 | 10.182 | 2.315 | 0 | 0 | 0 | 0 | 0 | 0 | 0 | 0 | 0 | 0 | 0 | 0 | 0 | 0 | 0
West Ham 132kV | Non-renewable Engines (Gas) (non CHP) | Gen_BB006 |  | MW | FallingBehind | 30.496 | 32.94 | 35.384 | 37.829 | 41.034 | 43.763 | 46.972 | 49.218 | 50.982 | 51.462 | 51.785 | 51.301 | 50.662 | 50.022 | 49.541 | 49.059 | 48.737 | 47.936 | 46.974 | 46.177 | 44.893 | 44.253 | 43.451 | 42.811 | 41.85 | 41.368 | 41.046
West Ham 132kV | Non-renewable Engines (Gas) (non CHP) | Gen_BB006 |  | MW | ElectricEngagement | 30.496 | 31.582 | 32.669 | 33.755 | 35.777 | 37.616 | 37.983 | 37.983 | 36.888 | 34.518 | 32.057 | 28.11 | 23.41 | 19.507 | 16.372 | 13.866 | 10.575 | 6.501 | 3.055 | 2.268 | 2.268 | 2.268 | 1.135 | 1.135 | 1.135 | 0 | 0
West Ham 132kV | Non-renewable Engines (Gas) (non CHP) | Gen_BB006 |  | MW | HydrogenEvolution | 30.496 | 31.582 | 32.669 | 33.755 | 35.777 | 37.616 | 37.983 | 37.983 | 36.888 | 34.518 | 32.057 | 28.11 | 23.41 | 19.507 | 16.372 | 13.866 | 10.575 | 6.501 | 3.055 | 2.268 | 2.268 | 2.268 | 1.135 | 1.135 | 1.135 | 0 | 0
Willesden Grid 132kV | Non-renewable Engines (Gas) (non CHP) | Gen_BB006 |  | MW | HolisticTransition | 1.86 | 1.86 | 1.86 | 1.86 | 1.898 | 1.992 | 1.913 | 1.86 | 1.702 | 1.375 | 0.605 | 0.138 | 0 | 0 | 0 | 0 | 0 | 0 | 0 | 0 | 0 | 0 | 0 | 0 | 0 | 0 | 0
Willesden Grid 132kV | Non-renewable Engines (Gas) (non CHP) | Gen_BB006 |  | MW | FallingBehind | 1.86 | 1.86 | 1.86 | 1.86 | 2.165 | 2.424 | 2.727 | 2.941 | 3.108 | 3.154 | 3.184 | 3.138 | 3.076 | 3.016 | 2.97 | 2.924 | 2.894 | 2.817 | 2.726 | 2.649 | 2.528 | 2.466 | 2.389 | 2.328 | 2.236 | 2.19 | 2.16
Willesden Grid 132kV | Non-renewable Engines (Gas) (non CHP) | Gen_BB006 |  | MW | ElectricEngagement | 1.86 | 1.86 | 1.86 | 1.86 | 2.052 | 2.226 | 2.262 | 2.262 | 2.154 | 1.92 | 1.765 | 1.549 | 1.29 | 1.075 | 0.902 | 0.764 | 0.583 | 0.358 | 0.168 | 0.125 | 0.125 | 0.125 | 0.063 | 0.063 | 0.063 | 0 | 0
Willesden Grid 132kV | Non-renewable Engines (Gas) (non CHP) | Gen_BB006 |  | MW | HydrogenEvolution | 1.86 | 1.86 | 1.86 | 1.86 | 2.052 | 2.226 | 2.262 | 2.262 | 2.154 | 1.92 | 1.765 | 1.549 | 1.29 | 1.075 | 0.902 | 0.764 | 0.583 | 0.358 | 0.168 | 0.125 | 0.125 | 0.125 | 0.063 | 0.063 | 0.063 | 0 | 0
Willesden Grid 66 kV | Non-renewable Engines (Gas) (non CHP) | Gen_BB006 |  | MW | HolisticTransition | 2 | 2 | 2 | 2 | 2.01 | 2.037 | 2.015 | 2 | 1.83 | 1.478 | 0.65 | 0.148 | 0 | 0 | 0 | 0 | 0 | 0 | 0 | 0 | 0 | 0 | 0 | 0 | 0 | 0 | 0
Willesden Grid 66 kV | Non-renewable Engines (Gas) (non CHP) | Gen_BB006 |  | MW | FallingBehind | 2 | 2 | 2 | 2 | 2.086 | 2.158 | 2.244 | 2.304 | 2.35 | 2.363 | 2.372 | 2.359 | 2.342 | 2.325 | 2.312 | 2.299 | 2.291 | 2.269 | 2.243 | 2.222 | 2.188 | 2.17 | 2.149 | 2.131 | 2.106 | 2.093 | 2.084
Willesden Grid 66 kV | Non-renewable Engines (Gas) (non CHP) | Gen_BB006 |  | MW | ElectricEngagement | 2 | 2 | 2 | 2 | 2.054 | 2.103 | 2.113 | 2.113 | 2.082 | 2.017 | 1.898 | 1.666 | 1.387 | 1.156 | 0.97 | 0.822 | 0.627 | 0.385 | 0.181 | 0.134 | 0.134 | 0.134 | 0.067 | 0.067 | 0.067 | 0 | 0
Willesden Grid 66 kV | Non-renewable Engines (Gas) (non CHP) | Gen_BB006 |  | MW | HydrogenEvolution | 2 | 2 | 2 | 2 | 2.054 | 2.103 | 2.113 | 2.113 | 2.082 | 2.017 | 1.898 | 1.666 | 1.387 | 1.156 | 0.97 | 0.822 | 0.627 | 0.385 | 0.181 | 0.134 | 0.134 | 0.134 | 0.067 | 0.067 | 0.067 | 0 | 0
Wimbledon Grid South 3/4 | Non-renewable Engines (Gas) (non CHP) | Gen_BB006 |  | MW | HolisticTransition | 13.963 | 13.971 | 13.98 | 13.989 | 14.167 | 14.496 | 14.225 | 13.999 | 12.802 | 10.338 | 4.549 | 1.034 | 0 | 0 | 0 | 0 | 0 | 0 | 0 | 0 | 0 | 0 | 0 | 0 | 0 | 0 | 0
Wimbledon Grid South 3/4 | Non-renewable Engines (Gas) (non CHP) | Gen_BB006 |  | MW | FallingBehind | 13.963 | 14.042 | 14.121 | 14.2 | 15.367 | 16.355 | 17.513 | 18.323 | 18.962 | 19.149 | 19.256 | 19.079 | 18.847 | 18.615 | 18.455 | 18.267 | 18.141 | 17.846 | 17.515 | 17.213 | 16.766 | 16.534 | 16.23 | 15.999 | 15.669 | 15.471 | 15.357
Wimbledon Grid South 3/4 | Non-renewable Engines (Gas) (non CHP) | Gen_BB006 |  | MW | ElectricEngagement | 13.963 | 13.998 | 14.033 | 14.068 | 14.795 | 15.459 | 15.589 | 15.589 | 15.194 | 14.313 | 13.355 | 11.716 | 9.757 | 8.13 | 6.823 | 5.779 | 4.408 | 2.71 | 1.273 | 0.945 | 0.945 | 0.945 | 0.473 | 0.473 | 0.473 | 0 | 0
Wimbledon Grid South 3/4 | Non-renewable Engines (Gas) (non CHP) | Gen_BB006 |  | MW | HydrogenEvolution | 13.963 | 13.998 | 14.033 | 14.068 | 14.795 | 15.459 | 15.589 | 15.589 | 15.194 | 14.313 | 13.355 | 11.716 | 9.757 | 8.13 | 6.823 | 5.779 | 4.408 | 2.71 | 1.273 | 0.945 | 0.945 | 0.945 | 0.473 | 0.473 | 0.473 | 0 | 0
Acton Lane 22kV | Fuel Cells | Gen_BB007 |  | MW | HolisticTransition | 0 | 0 | 0 | 0 | 0 | 0 | 0 | 0 | 0 | 0 | 0 | 0 | 0 | 0 | 0 | 0 | 0 | 0 | 0 | 0 | 0 | 0 | 0 | 0 | 0 | 0 | 0
Acton Lane 22kV | Fuel Cells | Gen_BB007 |  | MW | FallingBehind | 0 | 0 | 0 | 0 | 0 | 0 | 0 | 0 | 0 | 0 | 0 | 0 | 0 | 0 | 0 | 0 | 0 | 0 | 0 | 0 | 0 | 0 | 0 | 0 | 0 | 0 | 0
Acton Lane 22kV | Fuel Cells | Gen_BB007 |  | MW | ElectricEngagement | 0 | 0 | 0 | 0 | 0 | 0 | 0 | 0 | 0 | 0 | 0 | 0 | 0 | 0 | 0 | 0 | 0 | 0 | 0 | 0 | 0 | 0 | 0 | 0 | 0 | 0 | 0
Acton Lane 22kV | Fuel Cells | Gen_BB007 |  | MW | HydrogenEvolution | 0 | 0 | 0 | 0 | 0 | 0 | 0 | 0 | 0 | 0 | 0 | 0 | 0 | 0 | 0 | 0 | 0 | 0 | 0 | 0 | 0 | 0 | 0 | 0 | 0 | 0 | 0
Barking 132kV GIS | Fuel Cells | Gen_BB007 |  | MW | HolisticTransition | 0 | 0 | 0 | 0 | 0 | 0 | 0 | 0 | 0 | 0 | 0 | 0 | 0 | 0 | 0 | 0 | 0 | 0 | 0 | 0 | 0 | 0 | 0 | 0 | 0 | 0 | 0
Barking 132kV GIS | Fuel Cells | Gen_BB007 |  | MW | FallingBehind | 0 | 0 | 0 | 0 | 0 | 0 | 0 | 0 | 0 | 0 | 0 | 0 | 0 | 0 | 0 | 0 | 0 | 0 | 0 | 0 | 0 | 0 | 0 | 0 | 0 | 0 | 0
Barking 132kV GIS | Fuel Cells | Gen_BB007 |  | MW | ElectricEngagement | 0 | 0 | 0 | 0 | 0 | 0 | 0 | 0 | 0 | 0 | 0 | 0 | 0 | 0 | 0 | 0 | 0 | 0 | 0 | 0 | 0 | 0 | 0 | 0 | 0 | 0 | 0
Barking 132kV GIS | Fuel Cells | Gen_BB007 |  | MW | HydrogenEvolution | 0 | 0 | 0 | 0 | 0 | 0 | 0 | 0 | 0 | 0 | 0 | 0 | 0 | 0 | 0 | 0 | 0 | 0 | 0 | 0 | 0 | 0 | 0 | 0 | 0 | 0 | 0
Barking West 33kV | Fuel Cells | Gen_BB007 |  | MW | HolisticTransition | 0 | 0 | 0 | 0 | 0 | 0 | 0 | 0 | 0 | 0 | 0 | 0 | 0 | 0 | 0 | 0 | 0 | 0 | 0 | 0 | 0 | 0 | 0 | 0 | 0 | 0 | 0
Barking West 33kV | Fuel Cells | Gen_BB007 |  | MW | FallingBehind | 0 | 0 | 0 | 0 | 0 | 0 | 0 | 0 | 0 | 0 | 0 | 0 | 0 | 0 | 0 | 0 | 0 | 0 | 0 | 0 | 0 | 0 | 0 | 0 | 0 | 0 | 0
Barking West 33kV | Fuel Cells | Gen_BB007 |  | MW | ElectricEngagement | 0 | 0 | 0 | 0 | 0 | 0 | 0 | 0 | 0 | 0 | 0 | 0 | 0 | 0 | 0 | 0 | 0 | 0 | 0 | 0 | 0 | 0 | 0 | 0 | 0 | 0 | 0
Barking West 33kV | Fuel Cells | Gen_BB007 |  | MW | HydrogenEvolution | 0 | 0 | 0 | 0 | 0 | 0 | 0 | 0 | 0 | 0 | 0 | 0 | 0 | 0 | 0 | 0 | 0 | 0 | 0 | 0 | 0 | 0 | 0 | 0 | 0 | 0 | 0
Beddington 132kV Hurst 132kV | Fuel Cells | Gen_BB007 |  | MW | HolisticTransition | 0 | 0 | 0 | 0 | 0 | 0 | 0 | 0 | 0 | 0 | 0 | 0 | 0 | 0 | 0 | 0 | 0 | 0 | 0 | 0 | 0 | 0 | 0 | 0 | 0 | 0 | 0
Beddington 132kV Hurst 132kV | Fuel Cells | Gen_BB007 |  | MW | FallingBehind | 0 | 0 | 0 | 0 | 0 | 0 | 0 | 0 | 0 | 0 | 0 | 0 | 0 | 0 | 0 | 0 | 0 | 0 | 0 | 0 | 0 | 0 | 0 | 0 | 0 | 0 | 0
Beddington 132kV Hurst 132kV | Fuel Cells | Gen_BB007 |  | MW | ElectricEngagement | 0 | 0 | 0 | 0 | 0 | 0 | 0 | 0 | 0 | 0 | 0 | 0 | 0 | 0 | 0 | 0 | 0 | 0 | 0 | 0 | 0 | 0 | 0 | 0 | 0 | 0 | 0
Beddington 132kV Hurst 132kV | Fuel Cells | Gen_BB007 |  | MW | HydrogenEvolution | 0 | 0 | 0 | 0 | 0 | 0 | 0 | 0 | 0 | 0 | 0 | 0 | 0 | 0 | 0 | 0 | 0 | 0 | 0 | 0 | 0 | 0 | 0 | 0 | 0 | 0 | 0
Bengeworth Road 132kV GIS | Fuel Cells | Gen_BB007 |  | MW | HolisticTransition | 0 | 0 | 0 | 0 | 0 | 0 | 0 | 0 | 0 | 0 | 0 | 0 | 0 | 0 | 0 | 0 | 0 | 0 | 0 | 0 | 0 | 0 | 0 | 0 | 0 | 0 | 0
Bengeworth Road 132kV GIS | Fuel Cells | Gen_BB007 |  | MW | FallingBehind | 0 | 0 | 0 | 0 | 0 | 0 | 0 | 0 | 0 | 0 | 0 | 0 | 0 | 0 | 0 | 0 | 0 | 0 | 0 | 0 | 0 | 0 | 0 | 0 | 0 | 0 | 0
Bengeworth Road 132kV GIS | Fuel Cells | Gen_BB007 |  | MW | ElectricEngagement | 0 | 0 | 0 | 0 | 0 | 0 | 0 | 0 | 0 | 0 | 0 | 0 | 0 | 0 | 0 | 0 | 0 | 0 | 0 | 0 | 0 | 0 | 0 | 0 | 0 | 0 | 0
Bengeworth Road 132kV GIS | Fuel Cells | Gen_BB007 |  | MW | HydrogenEvolution | 0 | 0 | 0 | 0 | 0 | 0 | 0 | 0 | 0 | 0 | 0 | 0 | 0 | 0 | 0 | 0 | 0 | 0 | 0 | 0 | 0 | 0 | 0 | 0 | 0 | 0 | 0
Brimsdown | Fuel Cells | Gen_BB007 |  | MW | HolisticTransition | 0 | 0 | 0 | 0 | 0 | 0 | 0 | 0 | 0 | 0 | 0 | 0 | 0 | 0 | 0 | 0 | 0 | 0 | 0 | 0 | 0 | 0 | 0 | 0 | 0 | 0 | 0
Brimsdown | Fuel Cells | Gen_BB007 |  | MW | FallingBehind | 0 | 0 | 0 | 0 | 0 | 0 | 0 | 0 | 0 | 0 | 0 | 0 | 0 | 0 | 0 | 0 | 0 | 0 | 0 | 0 | 0 | 0 | 0 | 0 | 0 | 0 | 0
Brimsdown | Fuel Cells | Gen_BB007 |  | MW | ElectricEngagement | 0 | 0 | 0 | 0 | 0 | 0 | 0 | 0 | 0 | 0 | 0 | 0 | 0 | 0 | 0 | 0 | 0 | 0 | 0 | 0 | 0 | 0 | 0 | 0 | 0 | 0 | 0
Brimsdown | Fuel Cells | Gen_BB007 |  | MW | HydrogenEvolution | 0 | 0 | 0 | 0 | 0 | 0 | 0 | 0 | 0 | 0 | 0 | 0 | 0 | 0 | 0 | 0 | 0 | 0 | 0 | 0 | 0 | 0 | 0 | 0 | 0 | 0 | 0
City Road 132kV | Fuel Cells | Gen_BB007 |  | MW | HolisticTransition | 0 | 0 | 0 | 0 | 0 | 0 | 0 | 0 | 0 | 0 | 0 | 0 | 0 | 0 | 0 | 0 | 0 | 0 | 0 | 0 | 0 | 0 | 0 | 0 | 0 | 0 | 0
City Road 132kV | Fuel Cells | Gen_BB007 |  | MW | FallingBehind | 0 | 0 | 0 | 0 | 0 | 0 | 0 | 0 | 0 | 0 | 0 | 0 | 0 | 0 | 0 | 0 | 0 | 0 | 0 | 0 | 0 | 0 | 0 | 0 | 0 | 0 | 0
City Road 132kV | Fuel Cells | Gen_BB007 |  | MW | ElectricEngagement | 0 | 0 | 0 | 0 | 0 | 0 | 0 | 0 | 0 | 0 | 0 | 0 | 0 | 0 | 0 | 0 | 0 | 0 | 0 | 0 | 0 | 0 | 0 | 0 | 0 | 0 | 0
City Road 132kV | Fuel Cells | Gen_BB007 |  | MW | HydrogenEvolution | 0 | 0 | 0 | 0 | 0 | 0 | 0 | 0 | 0 | 0 | 0 | 0 | 0 | 0 | 0 | 0 | 0 | 0 | 0 | 0 | 0 | 0 | 0 | 0 | 0 | 0 | 0
Hackney 132kV | Fuel Cells | Gen_BB007 |  | MW | HolisticTransition | 0 | 0 | 0 | 0 | 0 | 0 | 0 | 0 | 0 | 0 | 0 | 0 | 0 | 0 | 0 | 0 | 0 | 0 | 0 | 0 | 0 | 0 | 0 | 0 | 0 | 0 | 0
Hackney 132kV | Fuel Cells | Gen_BB007 |  | MW | FallingBehind | 0 | 0 | 0 | 0 | 0 | 0 | 0 | 0 | 0 | 0 | 0 | 0 | 0 | 0 | 0 | 0 | 0 | 0 | 0 | 0 | 0 | 0 | 0 | 0 | 0 | 0 | 0
Hackney 132kV | Fuel Cells | Gen_BB007 |  | MW | ElectricEngagement | 0 | 0 | 0 | 0 | 0 | 0 | 0 | 0 | 0 | 0 | 0 | 0 | 0 | 0 | 0 | 0 | 0 | 0 | 0 | 0 | 0 | 0 | 0 | 0 | 0 | 0 | 0
Hackney 132kV | Fuel Cells | Gen_BB007 |  | MW | HydrogenEvolution | 0 | 0 | 0 | 0 | 0 | 0 | 0 | 0 | 0 | 0 | 0 | 0 | 0 | 0 | 0 | 0 | 0 | 0 | 0 | 0 | 0 | 0 | 0 | 0 | 0 | 0 | 0
Hackney Supergrid 66kV | Fuel Cells | Gen_BB007 |  | MW | HolisticTransition | 0 | 0 | 0 | 0 | 0 | 0 | 0 | 0 | 0 | 0 | 0 | 0 | 0 | 0 | 0 | 0 | 0 | 0 | 0 | 0 | 0 | 0 | 0 | 0 | 0 | 0 | 0
Hackney Supergrid 66kV | Fuel Cells | Gen_BB007 |  | MW | FallingBehind | 0 | 0 | 0 | 0 | 0 | 0 | 0 | 0 | 0 | 0 | 0 | 0 | 0 | 0 | 0 | 0 | 0 | 0 | 0 | 0 | 0 | 0 | 0 | 0 | 0 | 0 | 0
Hackney Supergrid 66kV | Fuel Cells | Gen_BB007 |  | MW | ElectricEngagement | 0 | 0 | 0 | 0 | 0 | 0 | 0 | 0 | 0 | 0 | 0 | 0 | 0 | 0 | 0 | 0 | 0 | 0 | 0 | 0 | 0 | 0 | 0 | 0 | 0 | 0 | 0
Hackney Supergrid 66kV | Fuel Cells | Gen_BB007 |  | MW | HydrogenEvolution | 0 | 0 | 0 | 0 | 0 | 0 | 0 | 0 | 0 | 0 | 0 | 0 | 0 | 0 | 0 | 0 | 0 | 0 | 0 | 0 | 0 | 0 | 0 | 0 | 0 | 0 | 0
Islington 132kV | Fuel Cells | Gen_BB007 |  | MW | HolisticTransition | 0 | 0 | 0 | 0 | 0 | 0 | 0 | 0 | 0 | 0 | 0 | 0 | 0 | 0 | 0 | 0 | 0 | 0 | 0 | 0 | 0 | 0 | 0 | 0 | 0 | 0 | 0
Islington 132kV | Fuel Cells | Gen_BB007 |  | MW | FallingBehind | 0 | 0 | 0 | 0 | 0 | 0 | 0 | 0 | 0 | 0 | 0 | 0 | 0 | 0 | 0 | 0 | 0 | 0 | 0 | 0 | 0 | 0 | 0 | 0 | 0 | 0 | 0
Islington 132kV | Fuel Cells | Gen_BB007 |  | MW | ElectricEngagement | 0 | 0 | 0 | 0 | 0 | 0 | 0 | 0 | 0 | 0 | 0 | 0 | 0 | 0 | 0 | 0 | 0 | 0 | 0 | 0 | 0 | 0 | 0 | 0 | 0 | 0 | 0
Islington 132kV | Fuel Cells | Gen_BB007 |  | MW | HydrogenEvolution | 0 | 0 | 0 | 0 | 0 | 0 | 0 | 0 | 0 | 0 | 0 | 0 | 0 | 0 | 0 | 0 | 0 | 0 | 0 | 0 | 0 | 0 | 0 | 0 | 0 | 0 | 0
Littlebrook 132kV | Fuel Cells | Gen_BB007 |  | MW | HolisticTransition | 0 | 0 | 0 | 0 | 0 | 0 | 0 | 0 | 0 | 0 | 0 | 0 | 0 | 0 | 0 | 0 | 0 | 0 | 0 | 0 | 0 | 0 | 0 | 0 | 0 | 0 | 0
Littlebrook 132kV | Fuel Cells | Gen_BB007 |  | MW | FallingBehind | 0 | 0 | 0 | 0 | 0 | 0 | 0 | 0 | 0 | 0 | 0 | 0 | 0 | 0 | 0 | 0 | 0 | 0 | 0 | 0 | 0 | 0 | 0 | 0 | 0 | 0 | 0
Littlebrook 132kV | Fuel Cells | Gen_BB007 |  | MW | ElectricEngagement | 0 | 0 | 0 | 0 | 0 | 0 | 0 | 0 | 0 | 0 | 0 | 0 | 0 | 0 | 0 | 0 | 0 | 0 | 0 | 0 | 0 | 0 | 0 | 0 | 0 | 0 | 0
Littlebrook 132kV | Fuel Cells | Gen_BB007 |  | MW | HydrogenEvolution | 0 | 0 | 0 | 0 | 0 | 0 | 0 | 0 | 0 | 0 | 0 | 0 | 0 | 0 | 0 | 0 | 0 | 0 | 0 | 0 | 0 | 0 | 0 | 0 | 0 | 0 | 0
Lodge Road 66kV | Fuel Cells | Gen_BB007 |  | MW | HolisticTransition | 0 | 0 | 0 | 0 | 0 | 0 | 0 | 0 | 0 | 0 | 0 | 0 | 0 | 0 | 0 | 0 | 0 | 0 | 0 | 0 | 0 | 0 | 0 | 0 | 0 | 0 | 0
Lodge Road 66kV | Fuel Cells | Gen_BB007 |  | MW | FallingBehind | 0 | 0 | 0 | 0 | 0 | 0 | 0 | 0 | 0 | 0 | 0 | 0 | 0 | 0 | 0 | 0 | 0 | 0 | 0 | 0 | 0 | 0 | 0 | 0 | 0 | 0 | 0
Lodge Road 66kV | Fuel Cells | Gen_BB007 |  | MW | ElectricEngagement | 0 | 0 | 0 | 0 | 0 | 0 | 0 | 0 | 0 | 0 | 0 | 0 | 0 | 0 | 0 | 0 | 0 | 0 | 0 | 0 | 0 | 0 | 0 | 0 | 0 | 0 | 0
Lodge Road 66kV | Fuel Cells | Gen_BB007 |  | MW | HydrogenEvolution | 0 | 0 | 0 | 0 | 0 | 0 | 0 | 0 | 0 | 0 | 0 | 0 | 0 | 0 | 0 | 0 | 0 | 0 | 0 | 0 | 0 | 0 | 0 | 0 | 0 | 0 | 0
New Cross 132kV | Fuel Cells | Gen_BB007 |  | MW | HolisticTransition | 0 | 0 | 0 | 0 | 0 | 0 | 0 | 0 | 0 | 0 | 0 | 0 | 0 | 0 | 0 | 0 | 0 | 0 | 0 | 0 | 0 | 0 | 0 | 0 | 0 | 0 | 0
New Cross 132kV | Fuel Cells | Gen_BB007 |  | MW | FallingBehind | 0 | 0 | 0 | 0 | 0 | 0 | 0 | 0 | 0 | 0 | 0 | 0 | 0 | 0 | 0 | 0 | 0 | 0 | 0 | 0 | 0 | 0 | 0 | 0 | 0 | 0 | 0
New Cross 132kV | Fuel Cells | Gen_BB007 |  | MW | ElectricEngagement | 0 | 0 | 0 | 0 | 0 | 0 | 0 | 0 | 0 | 0 | 0 | 0 | 0 | 0 | 0 | 0 | 0 | 0 | 0 | 0 | 0 | 0 | 0 | 0 | 0 | 0 | 0
New Cross 132kV | Fuel Cells | Gen_BB007 |  | MW | HydrogenEvolution | 0 | 0 | 0 | 0 | 0 | 0 | 0 | 0 | 0 | 0 | 0 | 0 | 0 | 0 | 0 | 0 | 0 | 0 | 0 | 0 | 0 | 0 | 0 | 0 | 0 | 0 | 0
New Cross 132kV to Wimbledon 1 and 2 132kV | Fuel Cells | Gen_BB007 |  | MW | HolisticTransition | 0 | 0 | 0 | 0 | 0 | 0 | 0 | 0 | 0 | 0 | 0 | 0 | 0 | 0 | 0 | 0 | 0 | 0 | 0 | 0 | 0 | 0 | 0 | 0 | 0 | 0 | 0
New Cross 132kV to Wimbledon 1 and 2 132kV | Fuel Cells | Gen_BB007 |  | MW | FallingBehind | 0 | 0 | 0 | 0 | 0 | 0 | 0 | 0 | 0 | 0 | 0 | 0 | 0 | 0 | 0 | 0 | 0 | 0 | 0 | 0 | 0 | 0 | 0 | 0 | 0 | 0 | 0
New Cross 132kV to Wimbledon 1 and 2 132kV | Fuel Cells | Gen_BB007 |  | MW | ElectricEngagement | 0 | 0 | 0 | 0 | 0 | 0 | 0 | 0 | 0 | 0 | 0 | 0 | 0 | 0 | 0 | 0 | 0 | 0 | 0 | 0 | 0 | 0 | 0 | 0 | 0 | 0 | 0
New Cross 132kV to Wimbledon 1 and 2 132kV | Fuel Cells | Gen_BB007 |  | MW | HydrogenEvolution | 0 | 0 | 0 | 0 | 0 | 0 | 0 | 0 | 0 | 0 | 0 | 0 | 0 | 0 | 0 | 0 | 0 | 0 | 0 | 0 | 0 | 0 | 0 | 0 | 0 | 0 | 0
New Cross 66kV | Fuel Cells | Gen_BB007 |  | MW | HolisticTransition | 0 | 0 | 0 | 0 | 0 | 0 | 0 | 0 | 0 | 0 | 0 | 0 | 0 | 0 | 0 | 0 | 0 | 0 | 0 | 0 | 0 | 0 | 0 | 0 | 0 | 0 | 0
New Cross 66kV | Fuel Cells | Gen_BB007 |  | MW | FallingBehind | 0 | 0 | 0 | 0 | 0 | 0 | 0 | 0 | 0 | 0 | 0 | 0 | 0 | 0 | 0 | 0 | 0 | 0 | 0 | 0 | 0 | 0 | 0 | 0 | 0 | 0 | 0
New Cross 66kV | Fuel Cells | Gen_BB007 |  | MW | ElectricEngagement | 0 | 0 | 0 | 0 | 0 | 0 | 0 | 0 | 0 | 0 | 0 | 0 | 0 | 0 | 0 | 0 | 0 | 0 | 0 | 0 | 0 | 0 | 0 | 0 | 0 | 0 | 0
New Cross 66kV | Fuel Cells | Gen_BB007 |  | MW | HydrogenEvolution | 0 | 0 | 0 | 0 | 0 | 0 | 0 | 0 | 0 | 0 | 0 | 0 | 0 | 0 | 0 | 0 | 0 | 0 | 0 | 0 | 0 | 0 | 0 | 0 | 0 | 0 | 0
Redbridge Supergrid 33kV | Fuel Cells | Gen_BB007 |  | MW | HolisticTransition | 0 | 0 | 0 | 0 | 0 | 0 | 0 | 0 | 0 | 0 | 0 | 0 | 0 | 0 | 0 | 0 | 0 | 0 | 0 | 0 | 0 | 0 | 0 | 0 | 0 | 0 | 0
Redbridge Supergrid 33kV | Fuel Cells | Gen_BB007 |  | MW | FallingBehind | 0 | 0 | 0 | 0 | 0 | 0 | 0 | 0 | 0 | 0 | 0 | 0 | 0 | 0 | 0 | 0 | 0 | 0 | 0 | 0 | 0 | 0 | 0 | 0 | 0 | 0 | 0
Redbridge Supergrid 33kV | Fuel Cells | Gen_BB007 |  | MW | ElectricEngagement | 0 | 0 | 0 | 0 | 0 | 0 | 0 | 0 | 0 | 0 | 0 | 0 | 0 | 0 | 0 | 0 | 0 | 0 | 0 | 0 | 0 | 0 | 0 | 0 | 0 | 0 | 0
Redbridge Supergrid 33kV | Fuel Cells | Gen_BB007 |  | MW | HydrogenEvolution | 0 | 0 | 0 | 0 | 0 | 0 | 0 | 0 | 0 | 0 | 0 | 0 | 0 | 0 | 0 | 0 | 0 | 0 | 0 | 0 | 0 | 0 | 0 | 0 | 0 | 0 | 0
St Johns Wood 132kV | Fuel Cells | Gen_BB007 |  | MW | HolisticTransition | 0 | 0 | 0 | 0 | 0 | 0 | 0 | 0 | 0 | 0 | 0 | 0 | 0 | 0 | 0 | 0 | 0 | 0 | 0 | 0 | 0 | 0 | 0 | 0 | 0 | 0 | 0
St Johns Wood 132kV | Fuel Cells | Gen_BB007 |  | MW | FallingBehind | 0 | 0 | 0 | 0 | 0 | 0 | 0 | 0 | 0 | 0 | 0 | 0 | 0 | 0 | 0 | 0 | 0 | 0 | 0 | 0 | 0 | 0 | 0 | 0 | 0 | 0 | 0
St Johns Wood 132kV | Fuel Cells | Gen_BB007 |  | MW | ElectricEngagement | 0 | 0 | 0 | 0 | 0 | 0 | 0 | 0 | 0 | 0 | 0 | 0 | 0 | 0 | 0 | 0 | 0 | 0 | 0 | 0 | 0 | 0 | 0 | 0 | 0 | 0 | 0
St Johns Wood 132kV | Fuel Cells | Gen_BB007 |  | MW | HydrogenEvolution | 0 | 0 | 0 | 0 | 0 | 0 | 0 | 0 | 0 | 0 | 0 | 0 | 0 | 0 | 0 | 0 | 0 | 0 | 0 | 0 | 0 | 0 | 0 | 0 | 0 | 0 | 0
West Ham 132kV | Fuel Cells | Gen_BB007 |  | MW | HolisticTransition | 0 | 0 | 0 | 0 | 0 | 0 | 0 | 0 | 0 | 0 | 0 | 0 | 0 | 0 | 0 | 0 | 0 | 0 | 0 | 0 | 0 | 0 | 0 | 0 | 0 | 0 | 0
West Ham 132kV | Fuel Cells | Gen_BB007 |  | MW | FallingBehind | 0 | 0 | 0 | 0 | 0 | 0 | 0 | 0 | 0 | 0 | 0 | 0 | 0 | 0 | 0 | 0 | 0 | 0 | 0 | 0 | 0 | 0 | 0 | 0 | 0 | 0 | 0
West Ham 132kV | Fuel Cells | Gen_BB007 |  | MW | ElectricEngagement | 0 | 0 | 0 | 0 | 0 | 0 | 0 | 0 | 0 | 0 | 0 | 0 | 0 | 0 | 0 | 0 | 0 | 0 | 0 | 0 | 0 | 0 | 0 | 0 | 0 | 0 | 0
West Ham 132kV | Fuel Cells | Gen_BB007 |  | MW | HydrogenEvolution | 0 | 0 | 0 | 0 | 0 | 0 | 0 | 0 | 0 | 0 | 0 | 0 | 0 | 0 | 0 | 0 | 0 | 0 | 0 | 0 | 0 | 0 | 0 | 0 | 0 | 0 | 0
Willesden Grid 132kV | Fuel Cells | Gen_BB007 |  | MW | HolisticTransition | 0 | 0 | 0 | 0 | 0 | 0 | 0 | 0 | 0 | 0 | 0 | 0 | 0 | 0 | 0 | 0 | 0 | 0 | 0 | 0 | 0 | 0 | 0 | 0 | 0 | 0 | 0
Willesden Grid 132kV | Fuel Cells | Gen_BB007 |  | MW | FallingBehind | 0 | 0 | 0 | 0 | 0 | 0 | 0 | 0 | 0 | 0 | 0 | 0 | 0 | 0 | 0 | 0 | 0 | 0 | 0 | 0 | 0 | 0 | 0 | 0 | 0 | 0 | 0
Willesden Grid 132kV | Fuel Cells | Gen_BB007 |  | MW | ElectricEngagement | 0 | 0 | 0 | 0 | 0 | 0 | 0 | 0 | 0 | 0 | 0 | 0 | 0 | 0 | 0 | 0 | 0 | 0 | 0 | 0 | 0 | 0 | 0 | 0 | 0 | 0 | 0
Willesden Grid 132kV | Fuel Cells | Gen_BB007 |  | MW | HydrogenEvolution | 0 | 0 | 0 | 0 | 0 | 0 | 0 | 0 | 0 | 0 | 0 | 0 | 0 | 0 | 0 | 0 | 0 | 0 | 0 | 0 | 0 | 0 | 0 | 0 | 0 | 0 | 0
Willesden Grid 66 kV | Fuel Cells | Gen_BB007 |  | MW | HolisticTransition | 0 | 0 | 0 | 0 | 0 | 0 | 0 | 0 | 0 | 0 | 0 | 0 | 0 | 0 | 0 | 0 | 0 | 0 | 0 | 0 | 0 | 0 | 0 | 0 | 0 | 0 | 0
Willesden Grid 66 kV | Fuel Cells | Gen_BB007 |  | MW | FallingBehind | 0 | 0 | 0 | 0 | 0 | 0 | 0 | 0 | 0 | 0 | 0 | 0 | 0 | 0 | 0 | 0 | 0 | 0 | 0 | 0 | 0 | 0 | 0 | 0 | 0 | 0 | 0
Willesden Grid 66 kV | Fuel Cells | Gen_BB007 |  | MW | ElectricEngagement | 0 | 0 | 0 | 0 | 0 | 0 | 0 | 0 | 0 | 0 | 0 | 0 | 0 | 0 | 0 | 0 | 0 | 0 | 0 | 0 | 0 | 0 | 0 | 0 | 0 | 0 | 0
Willesden Grid 66 kV | Fuel Cells | Gen_BB007 |  | MW | HydrogenEvolution | 0 | 0 | 0 | 0 | 0 | 0 | 0 | 0 | 0 | 0 | 0 | 0 | 0 | 0 | 0 | 0 | 0 | 0 | 0 | 0 | 0 | 0 | 0 | 0 | 0 | 0 | 0
Wimbledon Grid South 3/4 | Fuel Cells | Gen_BB007 |  | MW | HolisticTransition | 0 | 0 | 0 | 0 | 0 | 0 | 0 | 0 | 0 | 0 | 0 | 0 | 0 | 0 | 0 | 0 | 0 | 0 | 0 | 0 | 0 | 0 | 0 | 0 | 0 | 0 | 0
Wimbledon Grid South 3/4 | Fuel Cells | Gen_BB007 |  | MW | FallingBehind | 0 | 0 | 0 | 0 | 0 | 0 | 0 | 0 | 0 | 0 | 0 | 0 | 0 | 0 | 0 | 0 | 0 | 0 | 0 | 0 | 0 | 0 | 0 | 0 | 0 | 0 | 0
Wimbledon Grid South 3/4 | Fuel Cells | Gen_BB007 |  | MW | ElectricEngagement | 0 | 0 | 0 | 0 | 0 | 0 | 0 | 0 | 0 | 0 | 0 | 0 | 0 | 0 | 0 | 0 | 0 | 0 | 0 | 0 | 0 | 0 | 0 | 0 | 0 | 0 | 0
Wimbledon Grid South 3/4 | Fuel Cells | Gen_BB007 |  | MW | HydrogenEvolution | 0 | 0 | 0 | 0 | 0 | 0 | 0 | 0 | 0 | 0 | 0 | 0 | 0 | 0 | 0 | 0 | 0 | 0 | 0 | 0 | 0 | 0 | 0 | 0 | 0 | 0 | 0
Acton Lane 22kV | OCGTs (non CHP) | Gen_BB008 |  | MW | HolisticTransition | 0 | 0 | 0 | 0 | 0 | 0 | 0 | 0 | 0 | 0 | 0 | 0 | 0 | 0 | 0 | 0 | 0 | 0 | 0 | 0 | 0 | 0 | 0 | 0 | 0 | 0 | 0
Acton Lane 22kV | OCGTs (non CHP) | Gen_BB008 |  | MW | FallingBehind | 0 | 0 | 0 | 0 | 0 | 0 | 0 | 0 | 0 | 0 | 0 | 0 | 0 | 0 | 0 | 0 | 0 | 0 | 0 | 0 | 0 | 0 | 0 | 0 | 0 | 0 | 0
Acton Lane 22kV | OCGTs (non CHP) | Gen_BB008 |  | MW | ElectricEngagement | 0 | 0 | 0 | 0 | 0 | 0 | 0 | 0 | 0 | 0 | 0 | 0 | 0 | 0 | 0 | 0 | 0 | 0 | 0 | 0 | 0 | 0 | 0 | 0 | 0 | 0 | 0
Acton Lane 22kV | OCGTs (non CHP) | Gen_BB008 |  | MW | HydrogenEvolution | 0 | 0 | 0 | 0 | 0 | 0 | 0 | 0 | 0 | 0 | 0 | 0 | 0 | 0 | 0 | 0 | 0 | 0 | 0 | 0 | 0 | 0 | 0 | 0 | 0 | 0 | 0
Barking 132kV GIS | OCGTs (non CHP) | Gen_BB008 |  | MW | HolisticTransition | 0 | 0 | 0 | 0 | 0 | 0 | 0 | 0 | 0 | 0 | 0 | 0 | 0 | 0 | 0 | 0 | 0 | 0 | 0 | 0 | 0 | 0 | 0 | 0 | 0 | 0 | 0
Barking 132kV GIS | OCGTs (non CHP) | Gen_BB008 |  | MW | FallingBehind | 0 | 0 | 0 | 0 | 0 | 0 | 0 | 0 | 0 | 0 | 0 | 0 | 0 | 0 | 0 | 0 | 0 | 0 | 0 | 0 | 0 | 0 | 0 | 0 | 0 | 0 | 0
Barking 132kV GIS | OCGTs (non CHP) | Gen_BB008 |  | MW | ElectricEngagement | 0 | 0 | 0 | 0 | 0 | 0 | 0 | 0 | 0 | 0 | 0 | 0 | 0 | 0 | 0 | 0 | 0 | 0 | 0 | 0 | 0 | 0 | 0 | 0 | 0 | 0 | 0
Barking 132kV GIS | OCGTs (non CHP) | Gen_BB008 |  | MW | HydrogenEvolution | 0 | 0 | 0 | 0 | 0 | 0 | 0 | 0 | 0 | 0 | 0 | 0 | 0 | 0 | 0 | 0 | 0 | 0 | 0 | 0 | 0 | 0 | 0 | 0 | 0 | 0 | 0
Barking West 33kV | OCGTs (non CHP) | Gen_BB008 |  | MW | HolisticTransition | 0.602 | 0.602 | 0.602 | 0 | 0.019 | 0.019 | 0.019 | 0.037 | 0.037 | 0.037 | 0.037 | 0.037 | 0.037 | 0.037 | 0.037 | 0.037 | 0.037 | 0.037 | 0.037 | 0.037 | 0.037 | 0.037 | 0.037 | 0.037 | 0.037 | 0.037 | 0.037
Barking West 33kV | OCGTs (non CHP) | Gen_BB008 |  | MW | FallingBehind | 0.602 | 0.602 | 0.602 | 0 | 0.019 | 0.019 | 0.019 | 0.037 | 0.037 | 0.037 | 0.037 | 0.037 | 0.037 | 0.037 | 0.037 | 0.037 | 0.037 | 0.037 | 0.037 | 0.037 | 0.037 | 0.037 | 0.037 | 0.037 | 0.037 | 0.037 | 0.037
Barking West 33kV | OCGTs (non CHP) | Gen_BB008 |  | MW | ElectricEngagement | 0.602 | 0 | 0 | 0 | 0 | 0 | 0 | 0 | 0 | 0 | 0 | 0 | 0 | 0 | 0 | 0 | 0 | 0 | 0 | 0 | 0 | 0 | 0 | 0 | 0 | 0 | 0
Barking West 33kV | OCGTs (non CHP) | Gen_BB008 |  | MW | HydrogenEvolution | 0.602 | 0 | 0 | 0 | 0 | 0 | 0 | 0 | 0 | 0 | 0 | 0 | 0 | 0 | 0 | 0 | 0 | 0 | 0 | 0 | 0 | 0 | 0 | 0 | 0 | 0 | 0
Beddington 132kV Hurst 132kV | OCGTs (non CHP) | Gen_BB008 |  | MW | HolisticTransition | 0 | 0 | 0 | 0 | 0.287 | 0.287 | 0.287 | 0.575 | 0.575 | 0.575 | 0.575 | 0.575 | 0.575 | 0.575 | 0.575 | 0.575 | 0.575 | 0.575 | 0.575 | 0.575 | 0.575 | 0.575 | 0.575 | 0.575 | 0.575 | 0.575 | 0.575
Beddington 132kV Hurst 132kV | OCGTs (non CHP) | Gen_BB008 |  | MW | FallingBehind | 0 | 0 | 0 | 0 | 0.287 | 0.287 | 0.287 | 0.575 | 0.575 | 0.575 | 0.575 | 0.575 | 0.575 | 0.575 | 0.575 | 0.575 | 0.575 | 0.575 | 0.575 | 0.575 | 0.575 | 0.575 | 0.575 | 0.575 | 0.575 | 0.575 | 0.575
Beddington 132kV Hurst 132kV | OCGTs (non CHP) | Gen_BB008 |  | MW | ElectricEngagement | 0 | 0 | 0 | 0 | 0 | 0 | 0 | 0 | 0 | 0 | 0 | 0 | 0 | 0 | 0 | 0 | 0 | 0 | 0 | 0 | 0 | 0 | 0 | 0 | 0 | 0 | 0
Beddington 132kV Hurst 132kV | OCGTs (non CHP) | Gen_BB008 |  | MW | HydrogenEvolution | 0 | 0 | 0 | 0 | 0 | 0 | 0 | 0 | 0 | 0 | 0 | 0 | 0 | 0 | 0 | 0 | 0 | 0 | 0 | 0 | 0 | 0 | 0 | 0 | 0 | 0 | 0
Bengeworth Road 132kV GIS | OCGTs (non CHP) | Gen_BB008 |  | MW | HolisticTransition | 0 | 0 | 0 | 0 | 0 | 0 | 0 | 0 | 0 | 0 | 0 | 0 | 0 | 0 | 0 | 0 | 0 | 0 | 0 | 0 | 0 | 0 | 0 | 0 | 0 | 0 | 0
Bengeworth Road 132kV GIS | OCGTs (non CHP) | Gen_BB008 |  | MW | FallingBehind | 0 | 0 | 0 | 0 | 0 | 0 | 0 | 0 | 0 | 0 | 0 | 0 | 0 | 0 | 0 | 0 | 0 | 0 | 0 | 0 | 0 | 0 | 0 | 0 | 0 | 0 | 0
Bengeworth Road 132kV GIS | OCGTs (non CHP) | Gen_BB008 |  | MW | ElectricEngagement | 0 | 0 | 0 | 0 | 0 | 0 | 0 | 0 | 0 | 0 | 0 | 0 | 0 | 0 | 0 | 0 | 0 | 0 | 0 | 0 | 0 | 0 | 0 | 0 | 0 | 0 | 0
Bengeworth Road 132kV GIS | OCGTs (non CHP) | Gen_BB008 |  | MW | HydrogenEvolution | 0 | 0 | 0 | 0 | 0 | 0 | 0 | 0 | 0 | 0 | 0 | 0 | 0 | 0 | 0 | 0 | 0 | 0 | 0 | 0 | 0 | 0 | 0 | 0 | 0 | 0 | 0
Brimsdown | OCGTs (non CHP) | Gen_BB008 |  | MW | HolisticTransition | 0 | 0 | 0 | 0 | 0 | 0 | 0 | 0 | 0 | 0 | 0 | 0 | 0 | 0 | 0 | 0 | 0 | 0 | 0 | 0 | 0 | 0 | 0 | 0 | 0 | 0 | 0
Brimsdown | OCGTs (non CHP) | Gen_BB008 |  | MW | FallingBehind | 0 | 0 | 0 | 0 | 0 | 0 | 0 | 0 | 0 | 0 | 0 | 0 | 0 | 0 | 0 | 0 | 0 | 0 | 0 | 0 | 0 | 0 | 0 | 0 | 0 | 0 | 0
Brimsdown | OCGTs (non CHP) | Gen_BB008 |  | MW | ElectricEngagement | 0 | 0 | 0 | 0 | 0 | 0 | 0 | 0 | 0 | 0 | 0 | 0 | 0 | 0 | 0 | 0 | 0 | 0 | 0 | 0 | 0 | 0 | 0 | 0 | 0 | 0 | 0
Brimsdown | OCGTs (non CHP) | Gen_BB008 |  | MW | HydrogenEvolution | 0 | 0 | 0 | 0 | 0 | 0 | 0 | 0 | 0 | 0 | 0 | 0 | 0 | 0 | 0 | 0 | 0 | 0 | 0 | 0 | 0 | 0 | 0 | 0 | 0 | 0 | 0
City Road 132kV | OCGTs (non CHP) | Gen_BB008 |  | MW | HolisticTransition | 0.666 | 0.666 | 0.666 | 0 | 0 | 0 | 0 | 0 | 0 | 0 | 0 | 0 | 0 | 0 | 0 | 0 | 0 | 0 | 0 | 0 | 0 | 0 | 0 | 0 | 0 | 0 | 0
City Road 132kV | OCGTs (non CHP) | Gen_BB008 |  | MW | FallingBehind | 0.666 | 0.666 | 0.666 | 0 | 0 | 0 | 0 | 0 | 0 | 0 | 0 | 0 | 0 | 0 | 0 | 0 | 0 | 0 | 0 | 0 | 0 | 0 | 0 | 0 | 0 | 0 | 0
City Road 132kV | OCGTs (non CHP) | Gen_BB008 |  | MW | ElectricEngagement | 0.666 | 0 | 0 | 0 | 0 | 0 | 0 | 0 | 0 | 0 | 0 | 0 | 0 | 0 | 0 | 0 | 0 | 0 | 0 | 0 | 0 | 0 | 0 | 0 | 0 | 0 | 0
City Road 132kV | OCGTs (non CHP) | Gen_BB008 |  | MW | HydrogenEvolution | 0.666 | 0 | 0 | 0 | 0 | 0 | 0 | 0 | 0 | 0 | 0 | 0 | 0 | 0 | 0 | 0 | 0 | 0 | 0 | 0 | 0 | 0 | 0 | 0 | 0 | 0 | 0
Hackney 132kV | OCGTs (non CHP) | Gen_BB008 |  | MW | HolisticTransition | 0 | 0 | 0 | 0 | 0 | 0 | 0 | 0 | 0 | 0 | 0 | 0 | 0 | 0 | 0 | 0 | 0 | 0 | 0 | 0 | 0 | 0 | 0 | 0 | 0 | 0 | 0
Hackney 132kV | OCGTs (non CHP) | Gen_BB008 |  | MW | FallingBehind | 0 | 0 | 0 | 0 | 0 | 0 | 0 | 0 | 0 | 0 | 0 | 0 | 0 | 0 | 0 | 0 | 0 | 0 | 0 | 0 | 0 | 0 | 0 | 0 | 0 | 0 | 0
Hackney 132kV | OCGTs (non CHP) | Gen_BB008 |  | MW | ElectricEngagement | 0 | 0 | 0 | 0 | 0 | 0 | 0 | 0 | 0 | 0 | 0 | 0 | 0 | 0 | 0 | 0 | 0 | 0 | 0 | 0 | 0 | 0 | 0 | 0 | 0 | 0 | 0
Hackney 132kV | OCGTs (non CHP) | Gen_BB008 |  | MW | HydrogenEvolution | 0 | 0 | 0 | 0 | 0 | 0 | 0 | 0 | 0 | 0 | 0 | 0 | 0 | 0 | 0 | 0 | 0 | 0 | 0 | 0 | 0 | 0 | 0 | 0 | 0 | 0 | 0
Hackney Supergrid 66kV | OCGTs (non CHP) | Gen_BB008 |  | MW | HolisticTransition | 0 | 0 | 0 | 0 | 0 | 0 | 0 | 0 | 0 | 0 | 0 | 0 | 0 | 0 | 0 | 0 | 0 | 0 | 0 | 0 | 0 | 0 | 0 | 0 | 0 | 0 | 0
Hackney Supergrid 66kV | OCGTs (non CHP) | Gen_BB008 |  | MW | FallingBehind | 0 | 0 | 0 | 0 | 0 | 0 | 0 | 0 | 0 | 0 | 0 | 0 | 0 | 0 | 0 | 0 | 0 | 0 | 0 | 0 | 0 | 0 | 0 | 0 | 0 | 0 | 0
Hackney Supergrid 66kV | OCGTs (non CHP) | Gen_BB008 |  | MW | ElectricEngagement | 0 | 0 | 0 | 0 | 0 | 0 | 0 | 0 | 0 | 0 | 0 | 0 | 0 | 0 | 0 | 0 | 0 | 0 | 0 | 0 | 0 | 0 | 0 | 0 | 0 | 0 | 0
Hackney Supergrid 66kV | OCGTs (non CHP) | Gen_BB008 |  | MW | HydrogenEvolution | 0 | 0 | 0 | 0 | 0 | 0 | 0 | 0 | 0 | 0 | 0 | 0 | 0 | 0 | 0 | 0 | 0 | 0 | 0 | 0 | 0 | 0 | 0 | 0 | 0 | 0 | 0
Islington 132kV | OCGTs (non CHP) | Gen_BB008 |  | MW | HolisticTransition | 0.003 | 0.003 | 0.003 | 0 | 0 | 0 | 0 | 0 | 0 | 0 | 0 | 0 | 0 | 0 | 0 | 0 | 0 | 0 | 0 | 0 | 0 | 0 | 0 | 0 | 0 | 0 | 0
Islington 132kV | OCGTs (non CHP) | Gen_BB008 |  | MW | FallingBehind | 0.003 | 0.003 | 0.003 | 0 | 0 | 0 | 0 | 0 | 0 | 0 | 0 | 0 | 0 | 0 | 0 | 0 | 0 | 0 | 0 | 0 | 0 | 0 | 0 | 0 | 0 | 0 | 0
Islington 132kV | OCGTs (non CHP) | Gen_BB008 |  | MW | ElectricEngagement | 0.003 | 0 | 0 | 0 | 0 | 0 | 0 | 0 | 0 | 0 | 0 | 0 | 0 | 0 | 0 | 0 | 0 | 0 | 0 | 0 | 0 | 0 | 0 | 0 | 0 | 0 | 0
Islington 132kV | OCGTs (non CHP) | Gen_BB008 |  | MW | HydrogenEvolution | 0.003 | 0 | 0 | 0 | 0 | 0 | 0 | 0 | 0 | 0 | 0 | 0 | 0 | 0 | 0 | 0 | 0 | 0 | 0 | 0 | 0 | 0 | 0 | 0 | 0 | 0 | 0
Littlebrook 132kV | OCGTs (non CHP) | Gen_BB008 |  | MW | HolisticTransition | 18.907 | 18.907 | 18.907 | 14.519 | 14.413 | 14.178 | 13.942 | 8.608 | 8.608 | 8.608 | 8.608 | 8.608 | 8.608 | 8.608 | 8.608 | 8.608 | 8.608 | 8.608 | 8.608 | 8.608 | 8.608 | 8.608 | 8.608 | 8.608 | 8.608 | 8.608 | 8.608
Littlebrook 132kV | OCGTs (non CHP) | Gen_BB008 |  | MW | FallingBehind | 18.907 | 18.907 | 18.907 | 14.519 | 14.413 | 14.178 | 13.942 | 8.608 | 8.608 | 8.608 | 8.608 | 8.608 | 8.608 | 8.608 | 8.608 | 8.608 | 8.608 | 8.608 | 8.608 | 8.608 | 8.608 | 8.608 | 8.608 | 8.608 | 8.608 | 8.608 | 8.608
Littlebrook 132kV | OCGTs (non CHP) | Gen_BB008 |  | MW | ElectricEngagement | 18.907 | 14.81 | 14.81 | 14.81 | 9.616 | 9.512 | 9.512 | 9.512 | 5.799 | 5.799 | 5.632 | 5.632 | 3.66 | 3.66 | 3.66 | 3.66 | 3.66 | 3.66 | 3.66 | 3.66 | 3.66 | 3.66 | 3.66 | 3.66 | 3.66 | 0 | 0
Littlebrook 132kV | OCGTs (non CHP) | Gen_BB008 |  | MW | HydrogenEvolution | 18.907 | 14.81 | 14.81 | 14.81 | 9.616 | 9.512 | 9.512 | 9.512 | 5.799 | 5.799 | 5.632 | 5.632 | 3.66 | 3.66 | 3.66 | 3.66 | 3.66 | 3.66 | 3.66 | 3.66 | 3.66 | 3.66 | 3.66 | 3.66 | 3.66 | 0 | 0
Lodge Road 66kV | OCGTs (non CHP) | Gen_BB008 |  | MW | HolisticTransition | 6.529 | 6.529 | 6.529 | 4.774 | 4.692 | 4.615 | 4.537 | 2.738 | 2.738 | 2.738 | 2.738 | 2.738 | 2.738 | 2.738 | 2.738 | 2.738 | 2.738 | 2.738 | 2.738 | 2.738 | 2.738 | 2.738 | 2.738 | 2.738 | 2.738 | 2.738 | 2.738
Lodge Road 66kV | OCGTs (non CHP) | Gen_BB008 |  | MW | FallingBehind | 6.529 | 6.529 | 6.529 | 4.774 | 4.692 | 4.615 | 4.537 | 2.738 | 2.738 | 2.738 | 2.738 | 2.738 | 2.738 | 2.738 | 2.738 | 2.738 | 2.738 | 2.738 | 2.738 | 2.738 | 2.738 | 2.738 | 2.738 | 2.738 | 2.738 | 2.738 | 2.738
Lodge Road 66kV | OCGTs (non CHP) | Gen_BB008 |  | MW | ElectricEngagement | 6.529 | 4.87 | 4.87 | 4.87 | 3.162 | 3.128 | 3.128 | 3.128 | 1.907 | 1.907 | 1.852 | 1.852 | 1.204 | 1.204 | 1.204 | 1.204 | 1.204 | 1.204 | 1.204 | 1.204 | 1.204 | 1.204 | 1.204 | 1.204 | 1.204 | 0 | 0
Lodge Road 66kV | OCGTs (non CHP) | Gen_BB008 |  | MW | HydrogenEvolution | 6.529 | 4.87 | 4.87 | 4.87 | 3.162 | 3.128 | 3.128 | 3.128 | 1.907 | 1.907 | 1.852 | 1.852 | 1.204 | 1.204 | 1.204 | 1.204 | 1.204 | 1.204 | 1.204 | 1.204 | 1.204 | 1.204 | 1.204 | 1.204 | 1.204 | 0 | 0
New Cross 132kV | OCGTs (non CHP) | Gen_BB008 |  | MW | HolisticTransition | 0 | 0 | 0 | 0 | 0 | 0 | 0 | 0 | 0 | 0 | 0 | 0 | 0 | 0 | 0 | 0 | 0 | 0 | 0 | 0 | 0 | 0 | 0 | 0 | 0 | 0 | 0
New Cross 132kV | OCGTs (non CHP) | Gen_BB008 |  | MW | FallingBehind | 0 | 0 | 0 | 0 | 0 | 0 | 0 | 0 | 0 | 0 | 0 | 0 | 0 | 0 | 0 | 0 | 0 | 0 | 0 | 0 | 0 | 0 | 0 | 0 | 0 | 0 | 0
New Cross 132kV | OCGTs (non CHP) | Gen_BB008 |  | MW | ElectricEngagement | 0 | 0 | 0 | 0 | 0 | 0 | 0 | 0 | 0 | 0 | 0 | 0 | 0 | 0 | 0 | 0 | 0 | 0 | 0 | 0 | 0 | 0 | 0 | 0 | 0 | 0 | 0
New Cross 132kV | OCGTs (non CHP) | Gen_BB008 |  | MW | HydrogenEvolution | 0 | 0 | 0 | 0 | 0 | 0 | 0 | 0 | 0 | 0 | 0 | 0 | 0 | 0 | 0 | 0 | 0 | 0 | 0 | 0 | 0 | 0 | 0 | 0 | 0 | 0 | 0
New Cross 132kV to Wimbledon 1 and 2 132kV | OCGTs (non CHP) | Gen_BB008 |  | MW | HolisticTransition | 0.107 | 0.107 | 0.107 | 0 | 0 | 0 | 0 | 0 | 0 | 0 | 0 | 0 | 0 | 0 | 0 | 0 | 0 | 0 | 0 | 0 | 0 | 0 | 0 | 0 | 0 | 0 | 0
New Cross 132kV to Wimbledon 1 and 2 132kV | OCGTs (non CHP) | Gen_BB008 |  | MW | FallingBehind | 0.107 | 0.107 | 0.107 | 0 | 0 | 0 | 0 | 0 | 0 | 0 | 0 | 0 | 0 | 0 | 0 | 0 | 0 | 0 | 0 | 0 | 0 | 0 | 0 | 0 | 0 | 0 | 0
New Cross 132kV to Wimbledon 1 and 2 132kV | OCGTs (non CHP) | Gen_BB008 |  | MW | ElectricEngagement | 0.107 | 0 | 0 | 0 | 0 | 0 | 0 | 0 | 0 | 0 | 0 | 0 | 0 | 0 | 0 | 0 | 0 | 0 | 0 | 0 | 0 | 0 | 0 | 0 | 0 | 0 | 0
New Cross 132kV to Wimbledon 1 and 2 132kV | OCGTs (non CHP) | Gen_BB008 |  | MW | HydrogenEvolution | 0.107 | 0 | 0 | 0 | 0 | 0 | 0 | 0 | 0 | 0 | 0 | 0 | 0 | 0 | 0 | 0 | 0 | 0 | 0 | 0 | 0 | 0 | 0 | 0 | 0 | 0 | 0
New Cross 66kV | OCGTs (non CHP) | Gen_BB008 |  | MW | HolisticTransition | 1.287 | 1.287 | 1.287 | 0.98 | 0.964 | 0.948 | 0.932 | 0.562 | 0.562 | 0.562 | 0.562 | 0.562 | 0.562 | 0.562 | 0.562 | 0.562 | 0.562 | 0.562 | 0.562 | 0.562 | 0.562 | 0.562 | 0.562 | 0.562 | 0.562 | 0.562 | 0.562
New Cross 66kV | OCGTs (non CHP) | Gen_BB008 |  | MW | FallingBehind | 1.287 | 1.287 | 1.287 | 0.98 | 0.964 | 0.948 | 0.932 | 0.562 | 0.562 | 0.562 | 0.562 | 0.562 | 0.562 | 0.562 | 0.562 | 0.562 | 0.562 | 0.562 | 0.562 | 0.562 | 0.562 | 0.562 | 0.562 | 0.562 | 0.562 | 0.562 | 0.562
New Cross 66kV | OCGTs (non CHP) | Gen_BB008 |  | MW | ElectricEngagement | 1.287 | 1 | 1 | 1 | 0.649 | 0.642 | 0.642 | 0.642 | 0.392 | 0.392 | 0.38 | 0.38 | 0.247 | 0.247 | 0.247 | 0.247 | 0.247 | 0.247 | 0.247 | 0.247 | 0.247 | 0.247 | 0.247 | 0.247 | 0.247 | 0 | 0
New Cross 66kV | OCGTs (non CHP) | Gen_BB008 |  | MW | HydrogenEvolution | 1.287 | 1 | 1 | 1 | 0.649 | 0.642 | 0.642 | 0.642 | 0.392 | 0.392 | 0.38 | 0.38 | 0.247 | 0.247 | 0.247 | 0.247 | 0.247 | 0.247 | 0.247 | 0.247 | 0.247 | 0.247 | 0.247 | 0.247 | 0.247 | 0 | 0
Redbridge Supergrid 33kV | OCGTs (non CHP) | Gen_BB008 |  | MW | HolisticTransition | 0 | 0 | 0 | 0 | 0 | 0 | 0 | 0 | 0 | 0 | 0 | 0 | 0 | 0 | 0 | 0 | 0 | 0 | 0 | 0 | 0 | 0 | 0 | 0 | 0 | 0 | 0
Redbridge Supergrid 33kV | OCGTs (non CHP) | Gen_BB008 |  | MW | FallingBehind | 0 | 0 | 0 | 0 | 0 | 0 | 0 | 0 | 0 | 0 | 0 | 0 | 0 | 0 | 0 | 0 | 0 | 0 | 0 | 0 | 0 | 0 | 0 | 0 | 0 | 0 | 0
Redbridge Supergrid 33kV | OCGTs (non CHP) | Gen_BB008 |  | MW | ElectricEngagement | 0 | 0 | 0 | 0 | 0 | 0 | 0 | 0 | 0 | 0 | 0 | 0 | 0 | 0 | 0 | 0 | 0 | 0 | 0 | 0 | 0 | 0 | 0 | 0 | 0 | 0 | 0
Redbridge Supergrid 33kV | OCGTs (non CHP) | Gen_BB008 |  | MW | HydrogenEvolution | 0 | 0 | 0 | 0 | 0 | 0 | 0 | 0 | 0 | 0 | 0 | 0 | 0 | 0 | 0 | 0 | 0 | 0 | 0 | 0 | 0 | 0 | 0 | 0 | 0 | 0 | 0
St Johns Wood 132kV | OCGTs (non CHP) | Gen_BB008 |  | MW | HolisticTransition | 6.822 | 6.822 | 6.822 | 5.294 | 5.203 | 5.117 | 5.031 | 3.036 | 3.036 | 3.036 | 3.036 | 3.036 | 3.036 | 3.036 | 3.036 | 3.036 | 3.036 | 3.036 | 3.036 | 3.036 | 3.036 | 3.036 | 3.036 | 3.036 | 3.036 | 3.036 | 3.036
St Johns Wood 132kV | OCGTs (non CHP) | Gen_BB008 |  | MW | FallingBehind | 6.822 | 6.822 | 6.822 | 5.294 | 5.203 | 5.117 | 5.031 | 3.036 | 3.036 | 3.036 | 3.036 | 3.036 | 3.036 | 3.036 | 3.036 | 3.036 | 3.036 | 3.036 | 3.036 | 3.036 | 3.036 | 3.036 | 3.036 | 3.036 | 3.036 | 3.036 | 3.036
St Johns Wood 132kV | OCGTs (non CHP) | Gen_BB008 |  | MW | ElectricEngagement | 6.822 | 5.4 | 5.4 | 5.4 | 3.506 | 3.468 | 3.468 | 3.468 | 2.114 | 2.114 | 2.054 | 2.054 | 1.335 | 1.335 | 1.335 | 1.335 | 1.335 | 1.335 | 1.335 | 1.335 | 1.335 | 1.335 | 1.335 | 1.335 | 1.335 | 0 | 0
St Johns Wood 132kV | OCGTs (non CHP) | Gen_BB008 |  | MW | HydrogenEvolution | 6.822 | 5.4 | 5.4 | 5.4 | 3.506 | 3.468 | 3.468 | 3.468 | 2.114 | 2.114 | 2.054 | 2.054 | 1.335 | 1.335 | 1.335 | 1.335 | 1.335 | 1.335 | 1.335 | 1.335 | 1.335 | 1.335 | 1.335 | 1.335 | 1.335 | 0 | 0
West Ham 132kV | OCGTs (non CHP) | Gen_BB008 |  | MW | HolisticTransition | 0 | 0 | 0 | 0 | 0 | 0 | 0 | 0 | 0 | 0 | 0 | 0 | 0 | 0 | 0 | 0 | 0 | 0 | 0 | 0 | 0 | 0 | 0 | 0 | 0 | 0 | 0
West Ham 132kV | OCGTs (non CHP) | Gen_BB008 |  | MW | FallingBehind | 0 | 0 | 0 | 0 | 0 | 0 | 0 | 0 | 0 | 0 | 0 | 0 | 0 | 0 | 0 | 0 | 0 | 0 | 0 | 0 | 0 | 0 | 0 | 0 | 0 | 0 | 0
West Ham 132kV | OCGTs (non CHP) | Gen_BB008 |  | MW | ElectricEngagement | 0 | 0 | 0 | 0 | 0 | 0 | 0 | 0 | 0 | 0 | 0 | 0 | 0 | 0 | 0 | 0 | 0 | 0 | 0 | 0 | 0 | 0 | 0 | 0 | 0 | 0 | 0
West Ham 132kV | OCGTs (non CHP) | Gen_BB008 |  | MW | HydrogenEvolution | 0 | 0 | 0 | 0 | 0 | 0 | 0 | 0 | 0 | 0 | 0 | 0 | 0 | 0 | 0 | 0 | 0 | 0 | 0 | 0 | 0 | 0 | 0 | 0 | 0 | 0 | 0
Willesden Grid 132kV | OCGTs (non CHP) | Gen_BB008 |  | MW | HolisticTransition | 140.001 | 140.001 | 140.001 | 137.249 | 138.568 | 136.342 | 134.116 | 86.061 | 86.061 | 86.061 | 86.061 | 86.061 | 86.061 | 86.061 | 86.061 | 86.061 | 86.061 | 86.061 | 86.061 | 86.061 | 86.061 | 86.061 | 86.061 | 86.061 | 86.061 | 86.061 | 86.061
Willesden Grid 132kV | OCGTs (non CHP) | Gen_BB008 |  | MW | FallingBehind | 140.001 | 140.001 | 140.001 | 137.249 | 138.568 | 136.342 | 134.116 | 86.061 | 86.061 | 86.061 | 86.061 | 86.061 | 86.061 | 86.061 | 86.061 | 86.061 | 86.061 | 86.061 | 86.061 | 86.061 | 86.061 | 86.061 | 86.061 | 86.061 | 86.061 | 86.061 | 86.061
Willesden Grid 132kV | OCGTs (non CHP) | Gen_BB008 |  | MW | ElectricEngagement | 140.001 | 140 | 140 | 140 | 90.9 | 89.914 | 89.914 | 89.914 | 54.82 | 54.82 | 53.242 | 53.242 | 34.6 | 34.6 | 34.6 | 34.6 | 34.6 | 34.6 | 34.6 | 34.6 | 34.6 | 34.6 | 34.6 | 34.6 | 34.6 | 0 | 0
Willesden Grid 132kV | OCGTs (non CHP) | Gen_BB008 |  | MW | HydrogenEvolution | 140.001 | 140 | 140 | 140 | 90.9 | 89.914 | 89.914 | 89.914 | 54.82 | 54.82 | 53.242 | 53.242 | 34.6 | 34.6 | 34.6 | 34.6 | 34.6 | 34.6 | 34.6 | 34.6 | 34.6 | 34.6 | 34.6 | 34.6 | 34.6 | 0 | 0
Willesden Grid 66 kV | OCGTs (non CHP) | Gen_BB008 |  | MW | HolisticTransition | 0 | 0 | 0 | 0 | 0 | 0 | 0 | 0 | 0 | 0 | 0 | 0 | 0 | 0 | 0 | 0 | 0 | 0 | 0 | 0 | 0 | 0 | 0 | 0 | 0 | 0 | 0
Willesden Grid 66 kV | OCGTs (non CHP) | Gen_BB008 |  | MW | FallingBehind | 0 | 0 | 0 | 0 | 0 | 0 | 0 | 0 | 0 | 0 | 0 | 0 | 0 | 0 | 0 | 0 | 0 | 0 | 0 | 0 | 0 | 0 | 0 | 0 | 0 | 0 | 0
Willesden Grid 66 kV | OCGTs (non CHP) | Gen_BB008 |  | MW | ElectricEngagement | 0 | 0 | 0 | 0 | 0 | 0 | 0 | 0 | 0 | 0 | 0 | 0 | 0 | 0 | 0 | 0 | 0 | 0 | 0 | 0 | 0 | 0 | 0 | 0 | 0 | 0 | 0
Willesden Grid 66 kV | OCGTs (non CHP) | Gen_BB008 |  | MW | HydrogenEvolution | 0 | 0 | 0 | 0 | 0 | 0 | 0 | 0 | 0 | 0 | 0 | 0 | 0 | 0 | 0 | 0 | 0 | 0 | 0 | 0 | 0 | 0 | 0 | 0 | 0 | 0 | 0
Wimbledon Grid South 3/4 | OCGTs (non CHP) | Gen_BB008 |  | MW | HolisticTransition | 0.412 | 0.412 | 0.412 | 0 | 0 | 0 | 0 | 0 | 0 | 0 | 0 | 0 | 0 | 0 | 0 | 0 | 0 | 0 | 0 | 0 | 0 | 0 | 0 | 0 | 0 | 0 | 0
Wimbledon Grid South 3/4 | OCGTs (non CHP) | Gen_BB008 |  | MW | FallingBehind | 0.412 | 0.412 | 0.412 | 0 | 0 | 0 | 0 | 0 | 0 | 0 | 0 | 0 | 0 | 0 | 0 | 0 | 0 | 0 | 0 | 0 | 0 | 0 | 0 | 0 | 0 | 0 | 0
Wimbledon Grid South 3/4 | OCGTs (non CHP) | Gen_BB008 |  | MW | ElectricEngagement | 0.412 | 0 | 0 | 0 | 0 | 0 | 0 | 0 | 0 | 0 | 0 | 0 | 0 | 0 | 0 | 0 | 0 | 0 | 0 | 0 | 0 | 0 | 0 | 0 | 0 | 0 | 0
Wimbledon Grid South 3/4 | OCGTs (non CHP) | Gen_BB008 |  | MW | HydrogenEvolution | 0.412 | 0 | 0 | 0 | 0 | 0 | 0 | 0 | 0 | 0 | 0 | 0 | 0 | 0 | 0 | 0 | 0 | 0 | 0 | 0 | 0 | 0 | 0 | 0 | 0 | 0 | 0
Acton Lane 22kV | CCGTs (non CHP) | Gen_BB009 |  | MW | HolisticTransition | 0 | 0 | 0 | 0 | 0 | 0 | 0 | 0 | 0 | 0 | 0 | 0 | 0 | 0 | 0 | 0 | 0 | 0 | 0 | 0 | 0 | 0 | 0 | 0 | 0 | 0 | 0
Acton Lane 22kV | CCGTs (non CHP) | Gen_BB009 |  | MW | FallingBehind | 0 | 0 | 0 | 0 | 0 | 0 | 0 | 0 | 0 | 0 | 0 | 0 | 0 | 0 | 0 | 0 | 0 | 0 | 0 | 0 | 0 | 0 | 0 | 0 | 0 | 0 | 0
Acton Lane 22kV | CCGTs (non CHP) | Gen_BB009 |  | MW | ElectricEngagement | 0 | 0 | 0 | 0 | 0 | 0 | 0 | 0 | 0 | 0 | 0 | 0 | 0 | 0 | 0 | 0 | 0 | 0 | 0 | 0 | 0 | 0 | 0 | 0 | 0 | 0 | 0
Acton Lane 22kV | CCGTs (non CHP) | Gen_BB009 |  | MW | HydrogenEvolution | 0 | 0 | 0 | 0 | 0 | 0 | 0 | 0 | 0 | 0 | 0 | 0 | 0 | 0 | 0 | 0 | 0 | 0 | 0 | 0 | 0 | 0 | 0 | 0 | 0 | 0 | 0
Barking 132kV GIS | CCGTs (non CHP) | Gen_BB009 |  | MW | HolisticTransition | 0 | 0 | 0 | 0 | 0 | 0 | 0 | 0 | 0 | 0 | 0 | 0 | 0 | 0 | 0 | 0 | 0 | 0 | 0 | 0 | 0 | 0 | 0 | 0 | 0 | 0 | 0
Barking 132kV GIS | CCGTs (non CHP) | Gen_BB009 |  | MW | FallingBehind | 0 | 0 | 0 | 0 | 0 | 0 | 0 | 0 | 0 | 0 | 0 | 0 | 0 | 0 | 0 | 0 | 0 | 0 | 0 | 0 | 0 | 0 | 0 | 0 | 0 | 0 | 0
Barking 132kV GIS | CCGTs (non CHP) | Gen_BB009 |  | MW | ElectricEngagement | 0 | 0 | 0 | 0 | 0 | 0 | 0 | 0 | 0 | 0 | 0 | 0 | 0 | 0 | 0 | 0 | 0 | 0 | 0 | 0 | 0 | 0 | 0 | 0 | 0 | 0 | 0
Barking 132kV GIS | CCGTs (non CHP) | Gen_BB009 |  | MW | HydrogenEvolution | 0 | 0 | 0 | 0 | 0 | 0 | 0 | 0 | 0 | 0 | 0 | 0 | 0 | 0 | 0 | 0 | 0 | 0 | 0 | 0 | 0 | 0 | 0 | 0 | 0 | 0 | 0
Barking West 33kV | CCGTs (non CHP) | Gen_BB009 |  | MW | HolisticTransition | 0 | 0 | 0 | 0 | 0 | 0 | 0 | 0 | 0 | 0 | 0 | 0 | 0 | 0 | 0 | 0 | 0 | 0 | 0 | 0 | 0 | 0 | 0 | 0 | 0 | 0 | 0
Barking West 33kV | CCGTs (non CHP) | Gen_BB009 |  | MW | FallingBehind | 0 | 0 | 0 | 0 | 0 | 0 | 0 | 0 | 0 | 0 | 0 | 0 | 0 | 0 | 0 | 0 | 0 | 0 | 0 | 0 | 0 | 0 | 0 | 0 | 0 | 0 | 0
Barking West 33kV | CCGTs (non CHP) | Gen_BB009 |  | MW | ElectricEngagement | 0 | 0 | 0 | 0 | 0 | 0 | 0 | 0 | 0 | 0 | 0 | 0 | 0 | 0 | 0 | 0 | 0 | 0 | 0 | 0 | 0 | 0 | 0 | 0 | 0 | 0 | 0
Barking West 33kV | CCGTs (non CHP) | Gen_BB009 |  | MW | HydrogenEvolution | 0 | 0 | 0 | 0 | 0 | 0 | 0 | 0 | 0 | 0 | 0 | 0 | 0 | 0 | 0 | 0 | 0 | 0 | 0 | 0 | 0 | 0 | 0 | 0 | 0 | 0 | 0
Beddington 132kV Hurst 132kV | CCGTs (non CHP) | Gen_BB009 |  | MW | HolisticTransition | 0 | 0 | 0 | 0 | 0 | 0 | 0 | 0 | 0 | 0 | 0 | 0 | 0 | 0 | 0 | 0 | 0 | 0 | 0 | 0 | 0 | 0 | 0 | 0 | 0 | 0 | 0
Beddington 132kV Hurst 132kV | CCGTs (non CHP) | Gen_BB009 |  | MW | FallingBehind | 0 | 0 | 0 | 0 | 0 | 0 | 0 | 0 | 0 | 0 | 0 | 0 | 0 | 0 | 0 | 0 | 0 | 0 | 0 | 0 | 0 | 0 | 0 | 0 | 0 | 0 | 0
Beddington 132kV Hurst 132kV | CCGTs (non CHP) | Gen_BB009 |  | MW | ElectricEngagement | 0 | 0 | 0 | 0 | 0 | 0 | 0 | 0 | 0 | 0 | 0 | 0 | 0 | 0 | 0 | 0 | 0 | 0 | 0 | 0 | 0 | 0 | 0 | 0 | 0 | 0 | 0
Beddington 132kV Hurst 132kV | CCGTs (non CHP) | Gen_BB009 |  | MW | HydrogenEvolution | 0 | 0 | 0 | 0 | 0 | 0 | 0 | 0 | 0 | 0 | 0 | 0 | 0 | 0 | 0 | 0 | 0 | 0 | 0 | 0 | 0 | 0 | 0 | 0 | 0 | 0 | 0
Bengeworth Road 132kV GIS | CCGTs (non CHP) | Gen_BB009 |  | MW | HolisticTransition | 0 | 0 | 0 | 0 | 0 | 0 | 0 | 0 | 0 | 0 | 0 | 0 | 0 | 0 | 0 | 0 | 0 | 0 | 0 | 0 | 0 | 0 | 0 | 0 | 0 | 0 | 0
Bengeworth Road 132kV GIS | CCGTs (non CHP) | Gen_BB009 |  | MW | FallingBehind | 0 | 0 | 0 | 0 | 0 | 0 | 0 | 0 | 0 | 0 | 0 | 0 | 0 | 0 | 0 | 0 | 0 | 0 | 0 | 0 | 0 | 0 | 0 | 0 | 0 | 0 | 0
Bengeworth Road 132kV GIS | CCGTs (non CHP) | Gen_BB009 |  | MW | ElectricEngagement | 0 | 0 | 0 | 0 | 0 | 0 | 0 | 0 | 0 | 0 | 0 | 0 | 0 | 0 | 0 | 0 | 0 | 0 | 0 | 0 | 0 | 0 | 0 | 0 | 0 | 0 | 0
Bengeworth Road 132kV GIS | CCGTs (non CHP) | Gen_BB009 |  | MW | HydrogenEvolution | 0 | 0 | 0 | 0 | 0 | 0 | 0 | 0 | 0 | 0 | 0 | 0 | 0 | 0 | 0 | 0 | 0 | 0 | 0 | 0 | 0 | 0 | 0 | 0 | 0 | 0 | 0
Brimsdown | CCGTs (non CHP) | Gen_BB009 |  | MW | HolisticTransition | 0 | 0 | 0 | 0 | 0 | 0 | 0 | 0 | 0 | 0 | 0 | 0 | 0 | 0 | 0 | 0 | 0 | 0 | 0 | 0 | 0 | 0 | 0 | 0 | 0 | 0 | 0
Brimsdown | CCGTs (non CHP) | Gen_BB009 |  | MW | FallingBehind | 0 | 0 | 0 | 0 | 0 | 0 | 0 | 0 | 0 | 0 | 0 | 0 | 0 | 0 | 0 | 0 | 0 | 0 | 0 | 0 | 0 | 0 | 0 | 0 | 0 | 0 | 0
Brimsdown | CCGTs (non CHP) | Gen_BB009 |  | MW | ElectricEngagement | 0 | 0 | 0 | 0 | 0 | 0 | 0 | 0 | 0 | 0 | 0 | 0 | 0 | 0 | 0 | 0 | 0 | 0 | 0 | 0 | 0 | 0 | 0 | 0 | 0 | 0 | 0
Brimsdown | CCGTs (non CHP) | Gen_BB009 |  | MW | HydrogenEvolution | 0 | 0 | 0 | 0 | 0 | 0 | 0 | 0 | 0 | 0 | 0 | 0 | 0 | 0 | 0 | 0 | 0 | 0 | 0 | 0 | 0 | 0 | 0 | 0 | 0 | 0 | 0
City Road 132kV | CCGTs (non CHP) | Gen_BB009 |  | MW | HolisticTransition | 0 | 0 | 0 | 0 | 0 | 0 | 0 | 0 | 0 | 0 | 0 | 0 | 0 | 0 | 0 | 0 | 0 | 0 | 0 | 0 | 0 | 0 | 0 | 0 | 0 | 0 | 0
City Road 132kV | CCGTs (non CHP) | Gen_BB009 |  | MW | FallingBehind | 0 | 0 | 0 | 0 | 0 | 0 | 0 | 0 | 0 | 0 | 0 | 0 | 0 | 0 | 0 | 0 | 0 | 0 | 0 | 0 | 0 | 0 | 0 | 0 | 0 | 0 | 0
City Road 132kV | CCGTs (non CHP) | Gen_BB009 |  | MW | ElectricEngagement | 0 | 0 | 0 | 0 | 0 | 0 | 0 | 0 | 0 | 0 | 0 | 0 | 0 | 0 | 0 | 0 | 0 | 0 | 0 | 0 | 0 | 0 | 0 | 0 | 0 | 0 | 0
City Road 132kV | CCGTs (non CHP) | Gen_BB009 |  | MW | HydrogenEvolution | 0 | 0 | 0 | 0 | 0 | 0 | 0 | 0 | 0 | 0 | 0 | 0 | 0 | 0 | 0 | 0 | 0 | 0 | 0 | 0 | 0 | 0 | 0 | 0 | 0 | 0 | 0
Hackney 132kV | CCGTs (non CHP) | Gen_BB009 |  | MW | HolisticTransition | 0 | 0 | 0 | 0 | 0 | 0 | 0 | 0 | 0 | 0 | 0 | 0 | 0 | 0 | 0 | 0 | 0 | 0 | 0 | 0 | 0 | 0 | 0 | 0 | 0 | 0 | 0
Hackney 132kV | CCGTs (non CHP) | Gen_BB009 |  | MW | FallingBehind | 0 | 0 | 0 | 0 | 0 | 0 | 0 | 0 | 0 | 0 | 0 | 0 | 0 | 0 | 0 | 0 | 0 | 0 | 0 | 0 | 0 | 0 | 0 | 0 | 0 | 0 | 0
Hackney 132kV | CCGTs (non CHP) | Gen_BB009 |  | MW | ElectricEngagement | 0 | 0 | 0 | 0 | 0 | 0 | 0 | 0 | 0 | 0 | 0 | 0 | 0 | 0 | 0 | 0 | 0 | 0 | 0 | 0 | 0 | 0 | 0 | 0 | 0 | 0 | 0
Hackney 132kV | CCGTs (non CHP) | Gen_BB009 |  | MW | HydrogenEvolution | 0 | 0 | 0 | 0 | 0 | 0 | 0 | 0 | 0 | 0 | 0 | 0 | 0 | 0 | 0 | 0 | 0 | 0 | 0 | 0 | 0 | 0 | 0 | 0 | 0 | 0 | 0
Hackney Supergrid 66kV | CCGTs (non CHP) | Gen_BB009 |  | MW | HolisticTransition | 0 | 0 | 0 | 0 | 0 | 0 | 0 | 0 | 0 | 0 | 0 | 0 | 0 | 0 | 0 | 0 | 0 | 0 | 0 | 0 | 0 | 0 | 0 | 0 | 0 | 0 | 0
Hackney Supergrid 66kV | CCGTs (non CHP) | Gen_BB009 |  | MW | FallingBehind | 0 | 0 | 0 | 0 | 0 | 0 | 0 | 0 | 0 | 0 | 0 | 0 | 0 | 0 | 0 | 0 | 0 | 0 | 0 | 0 | 0 | 0 | 0 | 0 | 0 | 0 | 0
Hackney Supergrid 66kV | CCGTs (non CHP) | Gen_BB009 |  | MW | ElectricEngagement | 0 | 0 | 0 | 0 | 0 | 0 | 0 | 0 | 0 | 0 | 0 | 0 | 0 | 0 | 0 | 0 | 0 | 0 | 0 | 0 | 0 | 0 | 0 | 0 | 0 | 0 | 0
Hackney Supergrid 66kV | CCGTs (non CHP) | Gen_BB009 |  | MW | HydrogenEvolution | 0 | 0 | 0 | 0 | 0 | 0 | 0 | 0 | 0 | 0 | 0 | 0 | 0 | 0 | 0 | 0 | 0 | 0 | 0 | 0 | 0 | 0 | 0 | 0 | 0 | 0 | 0
Islington 132kV | CCGTs (non CHP) | Gen_BB009 |  | MW | HolisticTransition | 0 | 0 | 0 | 0 | 0 | 0 | 0 | 0 | 0 | 0 | 0 | 0 | 0 | 0 | 0 | 0 | 0 | 0 | 0 | 0 | 0 | 0 | 0 | 0 | 0 | 0 | 0
Islington 132kV | CCGTs (non CHP) | Gen_BB009 |  | MW | FallingBehind | 0 | 0 | 0 | 0 | 0 | 0 | 0 | 0 | 0 | 0 | 0 | 0 | 0 | 0 | 0 | 0 | 0 | 0 | 0 | 0 | 0 | 0 | 0 | 0 | 0 | 0 | 0
Islington 132kV | CCGTs (non CHP) | Gen_BB009 |  | MW | ElectricEngagement | 0 | 0 | 0 | 0 | 0 | 0 | 0 | 0 | 0 | 0 | 0 | 0 | 0 | 0 | 0 | 0 | 0 | 0 | 0 | 0 | 0 | 0 | 0 | 0 | 0 | 0 | 0
Islington 132kV | CCGTs (non CHP) | Gen_BB009 |  | MW | HydrogenEvolution | 0 | 0 | 0 | 0 | 0 | 0 | 0 | 0 | 0 | 0 | 0 | 0 | 0 | 0 | 0 | 0 | 0 | 0 | 0 | 0 | 0 | 0 | 0 | 0 | 0 | 0 | 0
Littlebrook 132kV | CCGTs (non CHP) | Gen_BB009 |  | MW | HolisticTransition | 0 | 0 | 0 | 0 | 0 | 0 | 0 | 0 | 0 | 0 | 0 | 0 | 0 | 0 | 0 | 0 | 0 | 0 | 0 | 0 | 0 | 0 | 0 | 0 | 0 | 0 | 0
Littlebrook 132kV | CCGTs (non CHP) | Gen_BB009 |  | MW | FallingBehind | 0 | 0 | 0 | 0 | 0 | 0 | 0 | 0 | 0 | 0 | 0 | 0 | 0 | 0 | 0 | 0 | 0 | 0 | 0 | 0 | 0 | 0 | 0 | 0 | 0 | 0 | 0
Littlebrook 132kV | CCGTs (non CHP) | Gen_BB009 |  | MW | ElectricEngagement | 0 | 0 | 0 | 0 | 0 | 0 | 0 | 0 | 0 | 0 | 0 | 0 | 0 | 0 | 0 | 0 | 0 | 0 | 0 | 0 | 0 | 0 | 0 | 0 | 0 | 0 | 0
Littlebrook 132kV | CCGTs (non CHP) | Gen_BB009 |  | MW | HydrogenEvolution | 0 | 0 | 0 | 0 | 0 | 0 | 0 | 0 | 0 | 0 | 0 | 0 | 0 | 0 | 0 | 0 | 0 | 0 | 0 | 0 | 0 | 0 | 0 | 0 | 0 | 0 | 0
Lodge Road 66kV | CCGTs (non CHP) | Gen_BB009 |  | MW | HolisticTransition | 0 | 0 | 0 | 0 | 0 | 0 | 0 | 0 | 0 | 0 | 0 | 0 | 0 | 0 | 0 | 0 | 0 | 0 | 0 | 0 | 0 | 0 | 0 | 0 | 0 | 0 | 0
Lodge Road 66kV | CCGTs (non CHP) | Gen_BB009 |  | MW | FallingBehind | 0 | 0 | 0 | 0 | 0 | 0 | 0 | 0 | 0 | 0 | 0 | 0 | 0 | 0 | 0 | 0 | 0 | 0 | 0 | 0 | 0 | 0 | 0 | 0 | 0 | 0 | 0
Lodge Road 66kV | CCGTs (non CHP) | Gen_BB009 |  | MW | ElectricEngagement | 0 | 0 | 0 | 0 | 0 | 0 | 0 | 0 | 0 | 0 | 0 | 0 | 0 | 0 | 0 | 0 | 0 | 0 | 0 | 0 | 0 | 0 | 0 | 0 | 0 | 0 | 0
Lodge Road 66kV | CCGTs (non CHP) | Gen_BB009 |  | MW | HydrogenEvolution | 0 | 0 | 0 | 0 | 0 | 0 | 0 | 0 | 0 | 0 | 0 | 0 | 0 | 0 | 0 | 0 | 0 | 0 | 0 | 0 | 0 | 0 | 0 | 0 | 0 | 0 | 0
New Cross 132kV | CCGTs (non CHP) | Gen_BB009 |  | MW | HolisticTransition | 0 | 0 | 0 | 0 | 0 | 0 | 0 | 0 | 0 | 0 | 0 | 0 | 0 | 0 | 0 | 0 | 0 | 0 | 0 | 0 | 0 | 0 | 0 | 0 | 0 | 0 | 0
New Cross 132kV | CCGTs (non CHP) | Gen_BB009 |  | MW | FallingBehind | 0 | 0 | 0 | 0 | 0 | 0 | 0 | 0 | 0 | 0 | 0 | 0 | 0 | 0 | 0 | 0 | 0 | 0 | 0 | 0 | 0 | 0 | 0 | 0 | 0 | 0 | 0
New Cross 132kV | CCGTs (non CHP) | Gen_BB009 |  | MW | ElectricEngagement | 0 | 0 | 0 | 0 | 0 | 0 | 0 | 0 | 0 | 0 | 0 | 0 | 0 | 0 | 0 | 0 | 0 | 0 | 0 | 0 | 0 | 0 | 0 | 0 | 0 | 0 | 0
New Cross 132kV | CCGTs (non CHP) | Gen_BB009 |  | MW | HydrogenEvolution | 0 | 0 | 0 | 0 | 0 | 0 | 0 | 0 | 0 | 0 | 0 | 0 | 0 | 0 | 0 | 0 | 0 | 0 | 0 | 0 | 0 | 0 | 0 | 0 | 0 | 0 | 0
New Cross 132kV to Wimbledon 1 and 2 132kV | CCGTs (non CHP) | Gen_BB009 |  | MW | HolisticTransition | 0 | 0 | 0 | 0 | 0 | 0 | 0 | 0 | 0 | 0 | 0 | 0 | 0 | 0 | 0 | 0 | 0 | 0 | 0 | 0 | 0 | 0 | 0 | 0 | 0 | 0 | 0
New Cross 132kV to Wimbledon 1 and 2 132kV | CCGTs (non CHP) | Gen_BB009 |  | MW | FallingBehind | 0 | 0 | 0 | 0 | 0 | 0 | 0 | 0 | 0 | 0 | 0 | 0 | 0 | 0 | 0 | 0 | 0 | 0 | 0 | 0 | 0 | 0 | 0 | 0 | 0 | 0 | 0
New Cross 132kV to Wimbledon 1 and 2 132kV | CCGTs (non CHP) | Gen_BB009 |  | MW | ElectricEngagement | 0 | 0 | 0 | 0 | 0 | 0 | 0 | 0 | 0 | 0 | 0 | 0 | 0 | 0 | 0 | 0 | 0 | 0 | 0 | 0 | 0 | 0 | 0 | 0 | 0 | 0 | 0
New Cross 132kV to Wimbledon 1 and 2 132kV | CCGTs (non CHP) | Gen_BB009 |  | MW | HydrogenEvolution | 0 | 0 | 0 | 0 | 0 | 0 | 0 | 0 | 0 | 0 | 0 | 0 | 0 | 0 | 0 | 0 | 0 | 0 | 0 | 0 | 0 | 0 | 0 | 0 | 0 | 0 | 0
New Cross 66kV | CCGTs (non CHP) | Gen_BB009 |  | MW | HolisticTransition | 0 | 0 | 0 | 0 | 0 | 0 | 0 | 0 | 0 | 0 | 0 | 0 | 0 | 0 | 0 | 0 | 0 | 0 | 0 | 0 | 0 | 0 | 0 | 0 | 0 | 0 | 0
New Cross 66kV | CCGTs (non CHP) | Gen_BB009 |  | MW | FallingBehind | 0 | 0 | 0 | 0 | 0 | 0 | 0 | 0 | 0 | 0 | 0 | 0 | 0 | 0 | 0 | 0 | 0 | 0 | 0 | 0 | 0 | 0 | 0 | 0 | 0 | 0 | 0
New Cross 66kV | CCGTs (non CHP) | Gen_BB009 |  | MW | ElectricEngagement | 0 | 0 | 0 | 0 | 0 | 0 | 0 | 0 | 0 | 0 | 0 | 0 | 0 | 0 | 0 | 0 | 0 | 0 | 0 | 0 | 0 | 0 | 0 | 0 | 0 | 0 | 0
New Cross 66kV | CCGTs (non CHP) | Gen_BB009 |  | MW | HydrogenEvolution | 0 | 0 | 0 | 0 | 0 | 0 | 0 | 0 | 0 | 0 | 0 | 0 | 0 | 0 | 0 | 0 | 0 | 0 | 0 | 0 | 0 | 0 | 0 | 0 | 0 | 0 | 0
Redbridge Supergrid 33kV | CCGTs (non CHP) | Gen_BB009 |  | MW | HolisticTransition | 0 | 0 | 0 | 0 | 0 | 0 | 0 | 0 | 0 | 0 | 0 | 0 | 0 | 0 | 0 | 0 | 0 | 0 | 0 | 0 | 0 | 0 | 0 | 0 | 0 | 0 | 0
Redbridge Supergrid 33kV | CCGTs (non CHP) | Gen_BB009 |  | MW | FallingBehind | 0 | 0 | 0 | 0 | 0 | 0 | 0 | 0 | 0 | 0 | 0 | 0 | 0 | 0 | 0 | 0 | 0 | 0 | 0 | 0 | 0 | 0 | 0 | 0 | 0 | 0 | 0
Redbridge Supergrid 33kV | CCGTs (non CHP) | Gen_BB009 |  | MW | ElectricEngagement | 0 | 0 | 0 | 0 | 0 | 0 | 0 | 0 | 0 | 0 | 0 | 0 | 0 | 0 | 0 | 0 | 0 | 0 | 0 | 0 | 0 | 0 | 0 | 0 | 0 | 0 | 0
Redbridge Supergrid 33kV | CCGTs (non CHP) | Gen_BB009 |  | MW | HydrogenEvolution | 0 | 0 | 0 | 0 | 0 | 0 | 0 | 0 | 0 | 0 | 0 | 0 | 0 | 0 | 0 | 0 | 0 | 0 | 0 | 0 | 0 | 0 | 0 | 0 | 0 | 0 | 0
St Johns Wood 132kV | CCGTs (non CHP) | Gen_BB009 |  | MW | HolisticTransition | 0 | 0 | 0 | 0 | 0 | 0 | 0 | 0 | 0 | 0 | 0 | 0 | 0 | 0 | 0 | 0 | 0 | 0 | 0 | 0 | 0 | 0 | 0 | 0 | 0 | 0 | 0
St Johns Wood 132kV | CCGTs (non CHP) | Gen_BB009 |  | MW | FallingBehind | 0 | 0 | 0 | 0 | 0 | 0 | 0 | 0 | 0 | 0 | 0 | 0 | 0 | 0 | 0 | 0 | 0 | 0 | 0 | 0 | 0 | 0 | 0 | 0 | 0 | 0 | 0
St Johns Wood 132kV | CCGTs (non CHP) | Gen_BB009 |  | MW | ElectricEngagement | 0 | 0 | 0 | 0 | 0 | 0 | 0 | 0 | 0 | 0 | 0 | 0 | 0 | 0 | 0 | 0 | 0 | 0 | 0 | 0 | 0 | 0 | 0 | 0 | 0 | 0 | 0
St Johns Wood 132kV | CCGTs (non CHP) | Gen_BB009 |  | MW | HydrogenEvolution | 0 | 0 | 0 | 0 | 0 | 0 | 0 | 0 | 0 | 0 | 0 | 0 | 0 | 0 | 0 | 0 | 0 | 0 | 0 | 0 | 0 | 0 | 0 | 0 | 0 | 0 | 0
West Ham 132kV | CCGTs (non CHP) | Gen_BB009 |  | MW | HolisticTransition | 0 | 0 | 0 | 0 | 0 | 0 | 0 | 0 | 0 | 0 | 0 | 0 | 0 | 0 | 0 | 0 | 0 | 0 | 0 | 0 | 0 | 0 | 0 | 0 | 0 | 0 | 0
West Ham 132kV | CCGTs (non CHP) | Gen_BB009 |  | MW | FallingBehind | 0 | 0 | 0 | 0 | 0 | 0 | 0 | 0 | 0 | 0 | 0 | 0 | 0 | 0 | 0 | 0 | 0 | 0 | 0 | 0 | 0 | 0 | 0 | 0 | 0 | 0 | 0
West Ham 132kV | CCGTs (non CHP) | Gen_BB009 |  | MW | ElectricEngagement | 0 | 0 | 0 | 0 | 0 | 0 | 0 | 0 | 0 | 0 | 0 | 0 | 0 | 0 | 0 | 0 | 0 | 0 | 0 | 0 | 0 | 0 | 0 | 0 | 0 | 0 | 0
West Ham 132kV | CCGTs (non CHP) | Gen_BB009 |  | MW | HydrogenEvolution | 0 | 0 | 0 | 0 | 0 | 0 | 0 | 0 | 0 | 0 | 0 | 0 | 0 | 0 | 0 | 0 | 0 | 0 | 0 | 0 | 0 | 0 | 0 | 0 | 0 | 0 | 0
Willesden Grid 132kV | CCGTs (non CHP) | Gen_BB009 |  | MW | HolisticTransition | 0 | 0 | 0 | 0 | 0 | 0 | 0 | 0 | 0 | 0 | 0 | 0 | 0 | 0 | 0 | 0 | 0 | 0 | 0 | 0 | 0 | 0 | 0 | 0 | 0 | 0 | 0
Willesden Grid 132kV | CCGTs (non CHP) | Gen_BB009 |  | MW | FallingBehind | 0 | 0 | 0 | 0 | 0 | 0 | 0 | 0 | 0 | 0 | 0 | 0 | 0 | 0 | 0 | 0 | 0 | 0 | 0 | 0 | 0 | 0 | 0 | 0 | 0 | 0 | 0
Willesden Grid 132kV | CCGTs (non CHP) | Gen_BB009 |  | MW | ElectricEngagement | 0 | 0 | 0 | 0 | 0 | 0 | 0 | 0 | 0 | 0 | 0 | 0 | 0 | 0 | 0 | 0 | 0 | 0 | 0 | 0 | 0 | 0 | 0 | 0 | 0 | 0 | 0
Willesden Grid 132kV | CCGTs (non CHP) | Gen_BB009 |  | MW | HydrogenEvolution | 0 | 0 | 0 | 0 | 0 | 0 | 0 | 0 | 0 | 0 | 0 | 0 | 0 | 0 | 0 | 0 | 0 | 0 | 0 | 0 | 0 | 0 | 0 | 0 | 0 | 0 | 0
Willesden Grid 66 kV | CCGTs (non CHP) | Gen_BB009 |  | MW | HolisticTransition | 0 | 0 | 0 | 0 | 0 | 0 | 0 | 0 | 0 | 0 | 0 | 0 | 0 | 0 | 0 | 0 | 0 | 0 | 0 | 0 | 0 | 0 | 0 | 0 | 0 | 0 | 0
Willesden Grid 66 kV | CCGTs (non CHP) | Gen_BB009 |  | MW | FallingBehind | 0 | 0 | 0 | 0 | 0 | 0 | 0 | 0 | 0 | 0 | 0 | 0 | 0 | 0 | 0 | 0 | 0 | 0 | 0 | 0 | 0 | 0 | 0 | 0 | 0 | 0 | 0
Willesden Grid 66 kV | CCGTs (non CHP) | Gen_BB009 |  | MW | ElectricEngagement | 0 | 0 | 0 | 0 | 0 | 0 | 0 | 0 | 0 | 0 | 0 | 0 | 0 | 0 | 0 | 0 | 0 | 0 | 0 | 0 | 0 | 0 | 0 | 0 | 0 | 0 | 0
Willesden Grid 66 kV | CCGTs (non CHP) | Gen_BB009 |  | MW | HydrogenEvolution | 0 | 0 | 0 | 0 | 0 | 0 | 0 | 0 | 0 | 0 | 0 | 0 | 0 | 0 | 0 | 0 | 0 | 0 | 0 | 0 | 0 | 0 | 0 | 0 | 0 | 0 | 0
Wimbledon Grid South 3/4 | CCGTs (non CHP) | Gen_BB009 |  | MW | HolisticTransition | 0 | 0 | 0 | 0 | 0 | 0 | 0 | 0 | 0 | 0 | 0 | 0 | 0 | 0 | 0 | 0 | 0 | 0 | 0 | 0 | 0 | 0 | 0 | 0 | 0 | 0 | 0
Wimbledon Grid South 3/4 | CCGTs (non CHP) | Gen_BB009 |  | MW | FallingBehind | 0 | 0 | 0 | 0 | 0 | 0 | 0 | 0 | 0 | 0 | 0 | 0 | 0 | 0 | 0 | 0 | 0 | 0 | 0 | 0 | 0 | 0 | 0 | 0 | 0 | 0 | 0
Wimbledon Grid South 3/4 | CCGTs (non CHP) | Gen_BB009 |  | MW | ElectricEngagement | 0 | 0 | 0 | 0 | 0 | 0 | 0 | 0 | 0 | 0 | 0 | 0 | 0 | 0 | 0 | 0 | 0 | 0 | 0 | 0 | 0 | 0 | 0 | 0 | 0 | 0 | 0
Wimbledon Grid South 3/4 | CCGTs (non CHP) | Gen_BB009 |  | MW | HydrogenEvolution | 0 | 0 | 0 | 0 | 0 | 0 | 0 | 0 | 0 | 0 | 0 | 0 | 0 | 0 | 0 | 0 | 0 | 0 | 0 | 0 | 0 | 0 | 0 | 0 | 0 | 0 | 0
Acton Lane 22kV | Biomass & Energy Crops (including CHP) | Gen_BB010 | Includes Biomass Conversions | MW | HolisticTransition | 0 | 0 | 0 | 0 | 0 | 0 | 0 | 0 | 0 | 0 | 0 | 0 | 0 | 0 | 0 | 0 | 0 | 0 | 0 | 0 | 0 | 0 | 0 | 0 | 0 | 0 | 0
Acton Lane 22kV | Biomass & Energy Crops (including CHP) | Gen_BB010 | Includes Biomass Conversions | MW | FallingBehind | 0 | 0 | 0 | 0 | 0 | 0 | 0 | 0 | 0 | 0 | 0 | 0 | 0 | 0 | 0 | 0 | 0 | 0 | 0 | 0 | 0 | 0 | 0 | 0 | 0 | 0 | 0
Acton Lane 22kV | Biomass & Energy Crops (including CHP) | Gen_BB010 | Includes Biomass Conversions | MW | ElectricEngagement | 0 | 0 | 0 | 0 | 0 | 0 | 0 | 0 | 0 | 0 | 0 | 0 | 0 | 0 | 0 | 0 | 0 | 0 | 0 | 0 | 0 | 0 | 0 | 0 | 0 | 0 | 0
Acton Lane 22kV | Biomass & Energy Crops (including CHP) | Gen_BB010 | Includes Biomass Conversions | MW | HydrogenEvolution | 0 | 0 | 0 | 0 | 0 | 0 | 0 | 0 | 0 | 0 | 0 | 0 | 0 | 0 | 0 | 0 | 0 | 0 | 0 | 0 | 0 | 0 | 0 | 0 | 0 | 0 | 0
Barking 132kV GIS | Biomass & Energy Crops (including CHP) | Gen_BB010 | Includes Biomass Conversions | MW | HolisticTransition | 0 | 0 | 0 | 0 | 0 | 0 | 0 | 0 | 0 | 0 | 0 | 0 | 0 | 0 | 0 | 0 | 0 | 0 | 0 | 0 | 0 | 0 | 0 | 0 | 0 | 0 | 0
Barking 132kV GIS | Biomass & Energy Crops (including CHP) | Gen_BB010 | Includes Biomass Conversions | MW | FallingBehind | 0 | 0 | 0 | 0 | 0 | 0 | 0.002 | 0.005 | 0.008 | 0.012 | 0.015 | 0.021 | 0.021 | 0.022 | 0.023 | 0.024 | 0.026 | 0.028 | 0.031 | 0.034 | 0.038 | 0.043 | 0.049 | 0.055 | 0.064 | 0.073 | 0.084
Barking 132kV GIS | Biomass & Energy Crops (including CHP) | Gen_BB010 | Includes Biomass Conversions | MW | ElectricEngagement | 0 | 0 | 0 | 0 | 0 | 0 | 0 | 0 | 0 | 0 | 0 | 0 | 0 | 0 | 0 | 0 | 0 | 0 | 0 | 0 | 0 | 0 | 0 | 0 | 0 | 0 | 0
Barking 132kV GIS | Biomass & Energy Crops (including CHP) | Gen_BB010 | Includes Biomass Conversions | MW | HydrogenEvolution | 0 | 0 | 0 | 0 | 0 | 0 | 0 | 0 | 0 | 0 | 0 | 0 | 0 | 0 | 0 | 0 | 0 | 0 | 0 | 0 | 0 | 0 | 0 | 0 | 0 | 0 | 0
Barking West 33kV | Biomass & Energy Crops (including CHP) | Gen_BB010 | Includes Biomass Conversions | MW | HolisticTransition | 0.003 | 0.003 | 0.003 | 0.003 | 0.003 | 0 | 0 | 0 | 0 | 0 | 0 | 0 | 0 | 0 | 0 | 0 | 0 | 0 | 0 | 0 | 0 | 0 | 0 | 0 | 0 | 0 | 0
Barking West 33kV | Biomass & Energy Crops (including CHP) | Gen_BB010 | Includes Biomass Conversions | MW | FallingBehind | 0.003 | 0 | 0 | 0 | 0 | 0 | 0 | 0 | 0.001 | 0.001 | 0.001 | 0.001 | 0.001 | 0.001 | 0.001 | 0.001 | 0.001 | 0.001 | 0.001 | 0.002 | 0.002 | 0.002 | 0.002 | 0.002 | 0.003 | 0.003 | 0.004
Barking West 33kV | Biomass & Energy Crops (including CHP) | Gen_BB010 | Includes Biomass Conversions | MW | ElectricEngagement | 0.003 | 0.004 | 0.004 | 0.004 | 0.004 | 0 | 0 | 0 | 0 | 0 | 0 | 0 | 0 | 0 | 0 | 0 | 0 | 0 | 0 | 0 | 0 | 0 | 0 | 0 | 0 | 0 | 0
Barking West 33kV | Biomass & Energy Crops (including CHP) | Gen_BB010 | Includes Biomass Conversions | MW | HydrogenEvolution | 0.003 | 0.004 | 0.004 | 0.004 | 0.004 | 0 | 0 | 0 | 0 | 0 | 0 | 0 | 0 | 0 | 0 | 0 | 0 | 0 | 0 | 0 | 0 | 0 | 0 | 0 | 0 | 0 | 0
Beddington 132kV Hurst 132kV | Biomass & Energy Crops (including CHP) | Gen_BB010 | Includes Biomass Conversions | MW | HolisticTransition | 0 | 0 | 0 | 0 | 0 | 0 | 0.002 | 0.003 | 0.004 | 0.004 | 0.008 | 0.009 | 0.012 | 0.013 | 0.015 | 0.014 | 0.016 | 0.016 | 0.018 | 0.018 | 0.02 | 0.021 | 0.022 | 0.024 | 0.024 | 0.024 | 0.026
Beddington 132kV Hurst 132kV | Biomass & Energy Crops (including CHP) | Gen_BB010 | Includes Biomass Conversions | MW | FallingBehind | 0 | 0 | 0 | 0 | 0 | 0 | 0.011 | 0.019 | 0.033 | 0.047 | 0.06 | 0.076 | 0.081 | 0.086 | 0.093 | 0.101 | 0.108 | 0.118 | 0.128 | 0.141 | 0.156 | 0.171 | 0.188 | 0.211 | 0.233 | 0.262 | 0.295
Beddington 132kV Hurst 132kV | Biomass & Energy Crops (including CHP) | Gen_BB010 | Includes Biomass Conversions | MW | ElectricEngagement | 0 | 0 | 0 | 0 | 0 | 0 | 0.004 | 0.007 | 0.013 | 0.013 | 0.017 | 0.02 | 0.023 | 0.024 | 0.028 | 0.03 | 0.034 | 0.037 | 0.042 | 0.044 | 0.047 | 0.052 | 0.057 | 0.061 | 0.066 | 0.071 | 0.075
Beddington 132kV Hurst 132kV | Biomass & Energy Crops (including CHP) | Gen_BB010 | Includes Biomass Conversions | MW | HydrogenEvolution | 0 | 0 | 0 | 0 | 0 | 0 | 0.004 | 0.007 | 0.013 | 0.013 | 0.017 | 0.02 | 0.023 | 0.024 | 0.028 | 0.03 | 0.034 | 0.037 | 0.042 | 0.044 | 0.047 | 0.052 | 0.057 | 0.061 | 0.066 | 0.071 | 0.075
Bengeworth Road 132kV GIS | Biomass & Energy Crops (including CHP) | Gen_BB010 | Includes Biomass Conversions | MW | HolisticTransition | 0 | 0 | 0 | 0 | 0.002 | 0 | 0 | 0 | 0 | 0 | 0 | 0 | 0 | 0 | 0 | 0 | 0 | 0 | 0 | 0 | 0 | 0 | 0 | 0 | 0 | 0 | 0
Bengeworth Road 132kV GIS | Biomass & Energy Crops (including CHP) | Gen_BB010 | Includes Biomass Conversions | MW | FallingBehind | 0 | 0 | 0 | 0 | 0 | 0 | 0 | 0 | 0 | 0 | 0 | 0 | 0 | 0 | 0 | 0 | 0 | 0 | 0 | 0 | 0 | 0 | 0 | 0 | 0 | 0 | 0
Bengeworth Road 132kV GIS | Biomass & Energy Crops (including CHP) | Gen_BB010 | Includes Biomass Conversions | MW | ElectricEngagement | 0 | 0 | 0 | 0 | 0.002 | 0 | 0 | 0 | 0 | 0 | 0 | 0 | 0 | 0 | 0 | 0 | 0 | 0 | 0 | 0 | 0 | 0 | 0 | 0 | 0 | 0 | 0
Bengeworth Road 132kV GIS | Biomass & Energy Crops (including CHP) | Gen_BB010 | Includes Biomass Conversions | MW | HydrogenEvolution | 0 | 0 | 0 | 0 | 0.002 | 0 | 0 | 0 | 0 | 0 | 0 | 0 | 0 | 0 | 0 | 0 | 0 | 0 | 0 | 0 | 0 | 0 | 0 | 0 | 0 | 0 | 0
Brimsdown | Biomass & Energy Crops (including CHP) | Gen_BB010 | Includes Biomass Conversions | MW | HolisticTransition | 0 | 0 | 0 | 0 | 0 | 0 | 0 | 0 | 0 | 0 | 0 | 0 | 0 | 0 | 0 | 0 | 0 | 0 | 0 | 0 | 0 | 0 | 0 | 0 | 0 | 0 | 0
Brimsdown | Biomass & Energy Crops (including CHP) | Gen_BB010 | Includes Biomass Conversions | MW | FallingBehind | 0 | 0 | 0 | 0 | 0 | 0 | 0.043 | 0.089 | 0.144 | 0.211 | 0.289 | 0.381 | 0.386 | 0.396 | 0.416 | 0.443 | 0.475 | 0.517 | 0.567 | 0.628 | 0.703 | 0.79 | 0.892 | 1.018 | 1.162 | 1.332 | 1.537
Brimsdown | Biomass & Energy Crops (including CHP) | Gen_BB010 | Includes Biomass Conversions | MW | ElectricEngagement | 0 | 0 | 0 | 0 | 0 | 0 | 0 | 0 | 0 | 0 | 0 | 0 | 0 | 0 | 0 | 0 | 0 | 0 | 0 | 0 | 0 | 0 | 0 | 0 | 0 | 0 | 0
Brimsdown | Biomass & Energy Crops (including CHP) | Gen_BB010 | Includes Biomass Conversions | MW | HydrogenEvolution | 0 | 0 | 0 | 0 | 0 | 0 | 0 | 0 | 0 | 0 | 0 | 0 | 0 | 0 | 0 | 0 | 0 | 0 | 0 | 0 | 0 | 0 | 0 | 0 | 0 | 0 | 0
City Road 132kV | Biomass & Energy Crops (including CHP) | Gen_BB010 | Includes Biomass Conversions | MW | HolisticTransition | 0.223 | 0.223 | 0.223 | 0.223 | 0.221 | 0.221 | 0.207 | 0.207 | 0.207 | 0.18 | 0.18 | 0.143 | 0.125 | 0.112 | 0.112 | 0.1 | 0.1 | 0.087 | 0.087 | 0.074 | 0.074 | 0.061 | 0.061 | 0.061 | 0.061 | 0.061 | 0.061
City Road 132kV | Biomass & Energy Crops (including CHP) | Gen_BB010 | Includes Biomass Conversions | MW | FallingBehind | 0.223 | 0.221 | 0.221 | 0.221 | 0.221 | 0.221 | 0.221 | 0.221 | 0.221 | 0.221 | 0.221 | 0.221 | 0.191 | 0.191 | 0.191 | 0.191 | 0.191 | 0.191 | 0.191 | 0.191 | 0.191 | 0.191 | 0.191 | 0.191 | 0.191 | 0.191 | 0.191
City Road 132kV | Biomass & Energy Crops (including CHP) | Gen_BB010 | Includes Biomass Conversions | MW | ElectricEngagement | 0.223 | 0.224 | 0.224 | 0.224 | 0.222 | 0.221 | 0.21 | 0.21 | 0.21 | 0.187 | 0.187 | 0.166 | 0.132 | 0.121 | 0.121 | 0.109 | 0.109 | 0.098 | 0.098 | 0.088 | 0.088 | 0.088 | 0.088 | 0.088 | 0.088 | 0.088 | 0.088
City Road 132kV | Biomass & Energy Crops (including CHP) | Gen_BB010 | Includes Biomass Conversions | MW | HydrogenEvolution | 0.223 | 0.224 | 0.224 | 0.224 | 0.222 | 0.221 | 0.21 | 0.21 | 0.21 | 0.187 | 0.187 | 0.166 | 0.132 | 0.121 | 0.121 | 0.109 | 0.109 | 0.098 | 0.098 | 0.088 | 0.088 | 0.088 | 0.088 | 0.088 | 0.088 | 0.088 | 0.088
Hackney 132kV | Biomass & Energy Crops (including CHP) | Gen_BB010 | Includes Biomass Conversions | MW | HolisticTransition | 0.064 | 0.064 | 0.064 | 0.064 | 0.064 | 0.063 | 0.059 | 0.059 | 0.059 | 0.052 | 0.052 | 0.041 | 0.036 | 0.032 | 0.032 | 0.029 | 0.029 | 0.025 | 0.025 | 0.021 | 0.021 | 0.018 | 0.018 | 0.018 | 0.018 | 0.018 | 0.018
Hackney 132kV | Biomass & Energy Crops (including CHP) | Gen_BB010 | Includes Biomass Conversions | MW | FallingBehind | 0.064 | 0.063 | 0.063 | 0.063 | 0.063 | 0.063 | 0.063 | 0.063 | 0.063 | 0.063 | 0.063 | 0.063 | 0.055 | 0.055 | 0.055 | 0.055 | 0.055 | 0.055 | 0.055 | 0.055 | 0.055 | 0.055 | 0.055 | 0.055 | 0.055 | 0.055 | 0.055
Hackney 132kV | Biomass & Energy Crops (including CHP) | Gen_BB010 | Includes Biomass Conversions | MW | ElectricEngagement | 0.064 | 0.064 | 0.064 | 0.064 | 0.064 | 0.063 | 0.06 | 0.06 | 0.06 | 0.054 | 0.054 | 0.048 | 0.038 | 0.035 | 0.035 | 0.031 | 0.031 | 0.028 | 0.028 | 0.025 | 0.025 | 0.025 | 0.025 | 0.025 | 0.025 | 0.025 | 0.025
Hackney 132kV | Biomass & Energy Crops (including CHP) | Gen_BB010 | Includes Biomass Conversions | MW | HydrogenEvolution | 0.064 | 0.064 | 0.064 | 0.064 | 0.064 | 0.063 | 0.06 | 0.06 | 0.06 | 0.054 | 0.054 | 0.048 | 0.038 | 0.035 | 0.035 | 0.031 | 0.031 | 0.028 | 0.028 | 0.025 | 0.025 | 0.025 | 0.025 | 0.025 | 0.025 | 0.025 | 0.025
Hackney Supergrid 66kV | Biomass & Energy Crops (including CHP) | Gen_BB010 | Includes Biomass Conversions | MW | HolisticTransition | 0 | 0 | 0 | 0 | 0 | 0 | 0 | 0 | 0 | 0 | 0 | 0 | 0 | 0 | 0 | 0 | 0 | 0 | 0 | 0 | 0 | 0 | 0 | 0 | 0 | 0 | 0
Hackney Supergrid 66kV | Biomass & Energy Crops (including CHP) | Gen_BB010 | Includes Biomass Conversions | MW | FallingBehind | 0 | 0 | 0 | 0 | 0 | 0 | 0 | 0 | 0 | 0 | 0 | 0 | 0 | 0 | 0 | 0 | 0 | 0 | 0 | 0 | 0 | 0 | 0 | 0 | 0 | 0 | 0
Hackney Supergrid 66kV | Biomass & Energy Crops (including CHP) | Gen_BB010 | Includes Biomass Conversions | MW | ElectricEngagement | 0 | 0 | 0 | 0 | 0 | 0 | 0 | 0 | 0 | 0 | 0 | 0 | 0 | 0 | 0 | 0 | 0 | 0 | 0 | 0 | 0 | 0 | 0 | 0 | 0 | 0 | 0
Hackney Supergrid 66kV | Biomass & Energy Crops (including CHP) | Gen_BB010 | Includes Biomass Conversions | MW | HydrogenEvolution | 0 | 0 | 0 | 0 | 0 | 0 | 0 | 0 | 0 | 0 | 0 | 0 | 0 | 0 | 0 | 0 | 0 | 0 | 0 | 0 | 0 | 0 | 0 | 0 | 0 | 0 | 0
Islington 132kV | Biomass & Energy Crops (including CHP) | Gen_BB010 | Includes Biomass Conversions | MW | HolisticTransition | 0 | 0 | 0 | 0 | 0 | 0 | 0 | 0 | 0 | 0 | 0 | 0 | 0 | 0 | 0 | 0 | 0 | 0 | 0 | 0 | 0 | 0 | 0 | 0 | 0 | 0 | 0
Islington 132kV | Biomass & Energy Crops (including CHP) | Gen_BB010 | Includes Biomass Conversions | MW | FallingBehind | 0 | 0 | 0 | 0 | 0 | 0 | 0 | 0 | 0 | 0 | 0 | 0 | 0 | 0 | 0 | 0 | 0 | 0 | 0 | 0 | 0 | 0 | 0 | 0 | 0 | 0 | 0
Islington 132kV | Biomass & Energy Crops (including CHP) | Gen_BB010 | Includes Biomass Conversions | MW | ElectricEngagement | 0 | 0 | 0 | 0 | 0 | 0 | 0 | 0 | 0 | 0 | 0 | 0 | 0 | 0 | 0 | 0 | 0 | 0 | 0 | 0 | 0 | 0 | 0 | 0 | 0 | 0 | 0
Islington 132kV | Biomass & Energy Crops (including CHP) | Gen_BB010 | Includes Biomass Conversions | MW | HydrogenEvolution | 0 | 0 | 0 | 0 | 0 | 0 | 0 | 0 | 0 | 0 | 0 | 0 | 0 | 0 | 0 | 0 | 0 | 0 | 0 | 0 | 0 | 0 | 0 | 0 | 0 | 0 | 0
Littlebrook 132kV | Biomass & Energy Crops (including CHP) | Gen_BB010 | Includes Biomass Conversions | MW | HolisticTransition | 0.154 | 0.154 | 0.154 | 0.154 | 0.154 | 0.154 | 0.145 | 0.145 | 0.145 | 0.126 | 0.126 | 0.101 | 0.089 | 0.08 | 0.08 | 0.071 | 0.073 | 0.064 | 0.064 | 0.055 | 0.055 | 0.046 | 0.047 | 0.047 | 0.047 | 0.047 | 0.047
Littlebrook 132kV | Biomass & Energy Crops (including CHP) | Gen_BB010 | Includes Biomass Conversions | MW | FallingBehind | 0.154 | 0.154 | 0.154 | 0.154 | 0.154 | 0.154 | 0.173 | 0.196 | 0.222 | 0.255 | 0.293 | 0.337 | 0.319 | 0.324 | 0.333 | 0.347 | 0.362 | 0.384 | 0.407 | 0.438 | 0.473 | 0.516 | 0.565 | 0.625 | 0.693 | 0.774 | 0.871
Littlebrook 132kV | Biomass & Energy Crops (including CHP) | Gen_BB010 | Includes Biomass Conversions | MW | ElectricEngagement | 0.154 | 0.155 | 0.155 | 0.155 | 0.155 | 0.154 | 0.147 | 0.147 | 0.148 | 0.132 | 0.133 | 0.119 | 0.096 | 0.088 | 0.088 | 0.081 | 0.081 | 0.074 | 0.075 | 0.069 | 0.069 | 0.07 | 0.071 | 0.071 | 0.072 | 0.072 | 0.073
Littlebrook 132kV | Biomass & Energy Crops (including CHP) | Gen_BB010 | Includes Biomass Conversions | MW | HydrogenEvolution | 0.154 | 0.155 | 0.155 | 0.155 | 0.155 | 0.154 | 0.147 | 0.147 | 0.148 | 0.132 | 0.133 | 0.119 | 0.096 | 0.088 | 0.088 | 0.081 | 0.081 | 0.074 | 0.075 | 0.069 | 0.069 | 0.07 | 0.071 | 0.071 | 0.072 | 0.072 | 0.073
Lodge Road 66kV | Biomass & Energy Crops (including CHP) | Gen_BB010 | Includes Biomass Conversions | MW | HolisticTransition | 0.008 | 0.01 | 0.013 | 0.014 | 0.016 | 0 | 0 | 0 | 0 | 0 | 0 | 0 | 0 | 0 | 0 | 0 | 0 | 0 | 0 | 0 | 0 | 0 | 0 | 0 | 0 | 0 | 0
Lodge Road 66kV | Biomass & Energy Crops (including CHP) | Gen_BB010 | Includes Biomass Conversions | MW | FallingBehind | 0.008 | 0 | 0 | 0 | 0 | 0 | 0 | 0 | 0 | 0 | 0 | 0 | 0 | 0 | 0 | 0 | 0 | 0 | 0 | 0 | 0 | 0 | 0 | 0 | 0 | 0 | 0
Lodge Road 66kV | Biomass & Energy Crops (including CHP) | Gen_BB010 | Includes Biomass Conversions | MW | ElectricEngagement | 0.008 | 0.004 | 0.01 | 0.017 | 0.023 | 0 | 0 | 0 | 0 | 0 | 0 | 0 | 0 | 0 | 0 | 0 | 0 | 0 | 0 | 0 | 0 | 0 | 0 | 0 | 0 | 0 | 0
Lodge Road 66kV | Biomass & Energy Crops (including CHP) | Gen_BB010 | Includes Biomass Conversions | MW | HydrogenEvolution | 0.008 | 0.004 | 0.01 | 0.017 | 0.023 | 0 | 0 | 0 | 0 | 0 | 0 | 0 | 0 | 0 | 0 | 0 | 0 | 0 | 0 | 0 | 0 | 0 | 0 | 0 | 0 | 0 | 0
New Cross 132kV | Biomass & Energy Crops (including CHP) | Gen_BB010 | Includes Biomass Conversions | MW | HolisticTransition | 0 | 0 | 0 | 0 | 0.069 | 0.067 | 0.063 | 0.063 | 0.063 | 0.055 | 0.055 | 0.043 | 0.038 | 0.034 | 0.034 | 0.03 | 0.03 | 0.026 | 0.026 | 0.023 | 0.023 | 0.019 | 0.019 | 0.019 | 0.019 | 0.019 | 0.019
New Cross 132kV | Biomass & Energy Crops (including CHP) | Gen_BB010 | Includes Biomass Conversions | MW | FallingBehind | 0 | 0 | 0 | 0 | 0.067 | 0.067 | 0.067 | 0.067 | 0.067 | 0.067 | 0.067 | 0.067 | 0.058 | 0.058 | 0.058 | 0.058 | 0.058 | 0.058 | 0.058 | 0.058 | 0.058 | 0.058 | 0.058 | 0.058 | 0.058 | 0.058 | 0.058
New Cross 132kV | Biomass & Energy Crops (including CHP) | Gen_BB010 | Includes Biomass Conversions | MW | ElectricEngagement | 0 | 0 | 0 | 0 | 0.07 | 0.067 | 0.064 | 0.064 | 0.064 | 0.057 | 0.057 | 0.051 | 0.04 | 0.037 | 0.037 | 0.033 | 0.033 | 0.03 | 0.03 | 0.027 | 0.027 | 0.027 | 0.027 | 0.027 | 0.027 | 0.027 | 0.027
New Cross 132kV | Biomass & Energy Crops (including CHP) | Gen_BB010 | Includes Biomass Conversions | MW | HydrogenEvolution | 0 | 0 | 0 | 0 | 0.07 | 0.067 | 0.064 | 0.064 | 0.064 | 0.057 | 0.057 | 0.051 | 0.04 | 0.037 | 0.037 | 0.033 | 0.033 | 0.03 | 0.03 | 0.027 | 0.027 | 0.027 | 0.027 | 0.027 | 0.027 | 0.027 | 0.027
New Cross 132kV to Wimbledon 1 and 2 132kV | Biomass & Energy Crops (including CHP) | Gen_BB010 | Includes Biomass Conversions | MW | HolisticTransition | 0.069 | 0.069 | 0.069 | 0.069 | 0 | 0 | 0 | 0 | 0 | 0 | 0 | 0 | 0 | 0 | 0 | 0 | 0 | 0 | 0 | 0 | 0 | 0 | 0 | 0 | 0 | 0 | 0
New Cross 132kV to Wimbledon 1 and 2 132kV | Biomass & Energy Crops (including CHP) | Gen_BB010 | Includes Biomass Conversions | MW | FallingBehind | 0.069 | 0.067 | 0.067 | 0.067 | 0 | 0 | 0 | 0 | 0 | 0 | 0 | 0 | 0 | 0 | 0 | 0 | 0 | 0 | 0 | 0 | 0 | 0 | 0 | 0 | 0 | 0 | 0
New Cross 132kV to Wimbledon 1 and 2 132kV | Biomass & Energy Crops (including CHP) | Gen_BB010 | Includes Biomass Conversions | MW | ElectricEngagement | 0.069 | 0.07 | 0.07 | 0.07 | 0 | 0 | 0 | 0 | 0 | 0 | 0 | 0 | 0 | 0 | 0 | 0 | 0 | 0 | 0 | 0 | 0 | 0 | 0 | 0 | 0 | 0 | 0
New Cross 132kV to Wimbledon 1 and 2 132kV | Biomass & Energy Crops (including CHP) | Gen_BB010 | Includes Biomass Conversions | MW | HydrogenEvolution | 0.069 | 0.07 | 0.07 | 0.07 | 0 | 0 | 0 | 0 | 0 | 0 | 0 | 0 | 0 | 0 | 0 | 0 | 0 | 0 | 0 | 0 | 0 | 0 | 0 | 0 | 0 | 0 | 0
New Cross 66kV | Biomass & Energy Crops (including CHP) | Gen_BB010 | Includes Biomass Conversions | MW | HolisticTransition | 0.006 | 0.011 | 0.017 | 0.023 | 0.03 | 0.029 | 0.027 | 0.027 | 0.027 | 0.023 | 0.023 | 0.019 | 0.016 | 0.015 | 0.015 | 0.013 | 0.013 | 0.011 | 0.011 | 0.01 | 0.01 | 0.008 | 0.008 | 0.008 | 0.008 | 0.008 | 0.008
New Cross 66kV | Biomass & Energy Crops (including CHP) | Gen_BB010 | Includes Biomass Conversions | MW | FallingBehind | 0.006 | 0.026 | 0.052 | 0.078 | 0.104 | 0.13 | 0.13 | 0.13 | 0.13 | 0.13 | 0.13 | 0.13 | 0.112 | 0.112 | 0.112 | 0.112 | 0.112 | 0.112 | 0.112 | 0.112 | 0.112 | 0.112 | 0.112 | 0.112 | 0.112 | 0.112 | 0.112
New Cross 66kV | Biomass & Energy Crops (including CHP) | Gen_BB010 | Includes Biomass Conversions | MW | ElectricEngagement | 0.006 | 0.024 | 0.042 | 0.059 | 0.08 | 0.086 | 0.082 | 0.082 | 0.082 | 0.073 | 0.073 | 0.065 | 0.052 | 0.047 | 0.047 | 0.043 | 0.043 | 0.039 | 0.039 | 0.034 | 0.034 | 0.034 | 0.034 | 0.034 | 0.034 | 0.034 | 0.034
New Cross 66kV | Biomass & Energy Crops (including CHP) | Gen_BB010 | Includes Biomass Conversions | MW | HydrogenEvolution | 0.006 | 0.024 | 0.042 | 0.059 | 0.08 | 0.086 | 0.082 | 0.082 | 0.082 | 0.073 | 0.073 | 0.065 | 0.052 | 0.047 | 0.047 | 0.043 | 0.043 | 0.039 | 0.039 | 0.034 | 0.034 | 0.034 | 0.034 | 0.034 | 0.034 | 0.034 | 0.034
Redbridge Supergrid 33kV | Biomass & Energy Crops (including CHP) | Gen_BB010 | Includes Biomass Conversions | MW | HolisticTransition | 0 | 0 | 0 | 0 | 0 | 0 | 0 | 0 | 0 | 0 | 0 | 0 | 0 | 0 | 0 | 0 | 0 | 0 | 0 | 0 | 0 | 0 | 0 | 0 | 0 | 0 | 0
Redbridge Supergrid 33kV | Biomass & Energy Crops (including CHP) | Gen_BB010 | Includes Biomass Conversions | MW | FallingBehind | 0 | 0 | 0 | 0 | 0 | 0 | 0.03 | 0.062 | 0.099 | 0.146 | 0.199 | 0.263 | 0.267 | 0.273 | 0.286 | 0.304 | 0.327 | 0.356 | 0.39 | 0.434 | 0.486 | 0.545 | 0.616 | 0.701 | 0.8 | 0.918 | 1.058
Redbridge Supergrid 33kV | Biomass & Energy Crops (including CHP) | Gen_BB010 | Includes Biomass Conversions | MW | ElectricEngagement | 0 | 0 | 0 | 0 | 0 | 0 | 0 | 0 | 0 | 0 | 0 | 0 | 0 | 0 | 0 | 0 | 0 | 0 | 0 | 0 | 0 | 0 | 0 | 0 | 0 | 0 | 0
Redbridge Supergrid 33kV | Biomass & Energy Crops (including CHP) | Gen_BB010 | Includes Biomass Conversions | MW | HydrogenEvolution | 0 | 0 | 0 | 0 | 0 | 0 | 0 | 0 | 0 | 0 | 0 | 0 | 0 | 0 | 0 | 0 | 0 | 0 | 0 | 0 | 0 | 0 | 0 | 0 | 0 | 0 | 0
St Johns Wood 132kV | Biomass & Energy Crops (including CHP) | Gen_BB010 | Includes Biomass Conversions | MW | HolisticTransition | 1.28 | 1.292 | 1.304 | 1.316 | 1.329 | 1.325 | 1.24 | 1.24 | 1.24 | 1.079 | 1.079 | 0.856 | 0.753 | 0.672 | 0.672 | 0.597 | 0.597 | 0.522 | 0.522 | 0.447 | 0.447 | 0.366 | 0.366 | 0.366 | 0.366 | 0.366 | 0.366
St Johns Wood 132kV | Biomass & Energy Crops (including CHP) | Gen_BB010 | Includes Biomass Conversions | MW | FallingBehind | 1.28 | 1.319 | 1.371 | 1.423 | 1.475 | 1.526 | 1.526 | 1.526 | 1.526 | 1.526 | 1.526 | 1.526 | 1.318 | 1.318 | 1.318 | 1.318 | 1.318 | 1.318 | 1.318 | 1.318 | 1.318 | 1.318 | 1.318 | 1.318 | 1.318 | 1.318 | 1.318
St Johns Wood 132kV | Biomass & Energy Crops (including CHP) | Gen_BB010 | Includes Biomass Conversions | MW | ElectricEngagement | 1.28 | 1.316 | 1.353 | 1.389 | 1.425 | 1.44 | 1.37 | 1.37 | 1.37 | 1.219 | 1.219 | 1.084 | 0.863 | 0.787 | 0.787 | 0.712 | 0.712 | 0.642 | 0.642 | 0.572 | 0.572 | 0.572 | 0.572 | 0.572 | 0.572 | 0.572 | 0.572
St Johns Wood 132kV | Biomass & Energy Crops (including CHP) | Gen_BB010 | Includes Biomass Conversions | MW | HydrogenEvolution | 1.28 | 1.316 | 1.353 | 1.389 | 1.425 | 1.44 | 1.37 | 1.37 | 1.37 | 1.219 | 1.219 | 1.084 | 0.863 | 0.787 | 0.787 | 0.712 | 0.712 | 0.642 | 0.642 | 0.572 | 0.572 | 0.572 | 0.572 | 0.572 | 0.572 | 0.572 | 0.572
West Ham 132kV | Biomass & Energy Crops (including CHP) | Gen_BB010 | Includes Biomass Conversions | MW | HolisticTransition | 0.002 | 0.002 | 0.002 | 0.002 | 0.002 | 0 | 0 | 0 | 0 | 0 | 0 | 0 | 0 | 0 | 0 | 0 | 0 | 0 | 0 | 0 | 0 | 0 | 0 | 0 | 0 | 0 | 0
West Ham 132kV | Biomass & Energy Crops (including CHP) | Gen_BB010 | Includes Biomass Conversions | MW | FallingBehind | 0.002 | 0 | 0 | 0 | 0 | 0 | 0.004 | 0.008 | 0.012 | 0.017 | 0.023 | 0.03 | 0.031 | 0.031 | 0.032 | 0.035 | 0.038 | 0.041 | 0.044 | 0.049 | 0.055 | 0.061 | 0.07 | 0.079 | 0.091 | 0.104 | 0.12
West Ham 132kV | Biomass & Energy Crops (including CHP) | Gen_BB010 | Includes Biomass Conversions | MW | ElectricEngagement | 0.002 | 0.003 | 0.003 | 0.003 | 0.003 | 0 | 0 | 0 | 0 | 0 | 0 | 0 | 0 | 0 | 0 | 0 | 0 | 0 | 0 | 0 | 0 | 0 | 0 | 0 | 0 | 0 | 0
West Ham 132kV | Biomass & Energy Crops (including CHP) | Gen_BB010 | Includes Biomass Conversions | MW | HydrogenEvolution | 0.002 | 0.003 | 0.003 | 0.003 | 0.003 | 0 | 0 | 0 | 0 | 0 | 0 | 0 | 0 | 0 | 0 | 0 | 0 | 0 | 0 | 0 | 0 | 0 | 0 | 0 | 0 | 0 | 0
Willesden Grid 132kV | Biomass & Energy Crops (including CHP) | Gen_BB010 | Includes Biomass Conversions | MW | HolisticTransition | 0 | 0 | 0 | 0 | 0 | 0 | 0 | 0 | 0 | 0 | 0 | 0 | 0 | 0 | 0 | 0 | 0 | 0 | 0 | 0 | 0 | 0 | 0 | 0 | 0 | 0 | 0
Willesden Grid 132kV | Biomass & Energy Crops (including CHP) | Gen_BB010 | Includes Biomass Conversions | MW | FallingBehind | 0 | 0 | 0 | 0 | 0 | 0 | 0 | 0 | 0 | 0 | 0 | 0 | 0 | 0 | 0 | 0 | 0 | 0 | 0 | 0 | 0 | 0 | 0 | 0 | 0 | 0 | 0
Willesden Grid 132kV | Biomass & Energy Crops (including CHP) | Gen_BB010 | Includes Biomass Conversions | MW | ElectricEngagement | 0 | 0 | 0 | 0 | 0 | 0 | 0 | 0 | 0 | 0 | 0 | 0 | 0 | 0 | 0 | 0 | 0 | 0 | 0 | 0 | 0 | 0 | 0 | 0 | 0 | 0 | 0
Willesden Grid 132kV | Biomass & Energy Crops (including CHP) | Gen_BB010 | Includes Biomass Conversions | MW | HydrogenEvolution | 0 | 0 | 0 | 0 | 0 | 0 | 0 | 0 | 0 | 0 | 0 | 0 | 0 | 0 | 0 | 0 | 0 | 0 | 0 | 0 | 0 | 0 | 0 | 0 | 0 | 0 | 0
Willesden Grid 66 kV | Biomass & Energy Crops (including CHP) | Gen_BB010 | Includes Biomass Conversions | MW | HolisticTransition | 0 | 0 | 0 | 0 | 0 | 0 | 0 | 0 | 0 | 0 | 0 | 0 | 0 | 0 | 0 | 0 | 0 | 0 | 0 | 0 | 0 | 0 | 0 | 0 | 0 | 0 | 0
Willesden Grid 66 kV | Biomass & Energy Crops (including CHP) | Gen_BB010 | Includes Biomass Conversions | MW | FallingBehind | 0 | 0 | 0 | 0 | 0 | 0 | 0 | 0 | 0 | 0 | 0 | 0 | 0 | 0 | 0 | 0 | 0 | 0 | 0 | 0 | 0 | 0 | 0 | 0 | 0 | 0 | 0
Willesden Grid 66 kV | Biomass & Energy Crops (including CHP) | Gen_BB010 | Includes Biomass Conversions | MW | ElectricEngagement | 0 | 0 | 0 | 0 | 0 | 0 | 0 | 0 | 0 | 0 | 0 | 0 | 0 | 0 | 0 | 0 | 0 | 0 | 0 | 0 | 0 | 0 | 0 | 0 | 0 | 0 | 0
Willesden Grid 66 kV | Biomass & Energy Crops (including CHP) | Gen_BB010 | Includes Biomass Conversions | MW | HydrogenEvolution | 0 | 0 | 0 | 0 | 0 | 0 | 0 | 0 | 0 | 0 | 0 | 0 | 0 | 0 | 0 | 0 | 0 | 0 | 0 | 0 | 0 | 0 | 0 | 0 | 0 | 0 | 0
Wimbledon Grid South 3/4 | Biomass & Energy Crops (including CHP) | Gen_BB010 | Includes Biomass Conversions | MW | HolisticTransition | 0 | 0 | 0 | 0 | 0 | 0 | 0 | 0 | 0 | 0 | 0 | 0 | 0 | 0 | 0 | 0 | 0 | 0 | 0 | 0 | 0 | 0 | 0 | 0 | 0 | 0 | 0
Wimbledon Grid South 3/4 | Biomass & Energy Crops (including CHP) | Gen_BB010 | Includes Biomass Conversions | MW | FallingBehind | 0 | 0 | 0 | 0 | 0 | 0 | 0 | 0 | 0 | 0 | 0 | 0 | 0 | 0 | 0 | 0 | 0 | 0 | 0 | 0 | 0 | 0 | 0 | 0 | 0 | 0 | 0
Wimbledon Grid South 3/4 | Biomass & Energy Crops (including CHP) | Gen_BB010 | Includes Biomass Conversions | MW | ElectricEngagement | 0 | 0 | 0 | 0 | 0 | 0 | 0 | 0 | 0 | 0 | 0 | 0 | 0 | 0 | 0 | 0 | 0 | 0 | 0 | 0 | 0 | 0 | 0 | 0 | 0 | 0 | 0
Wimbledon Grid South 3/4 | Biomass & Energy Crops (including CHP) | Gen_BB010 | Includes Biomass Conversions | MW | HydrogenEvolution | 0 | 0 | 0 | 0 | 0 | 0 | 0 | 0 | 0 | 0 | 0 | 0 | 0 | 0 | 0 | 0 | 0 | 0 | 0 | 0 | 0 | 0 | 0 | 0 | 0 | 0 | 0
Acton Lane 22kV | Waste Incineration (including CHP) | Gen_BB011 |  | MW | HolisticTransition | 0 | 0 | 0 | 0 | 0 | 0 | 0 | 0 | 0 | 0 | 0 | 0 | 0 | 0 | 0 | 0 | 0 | 0 | 0 | 0 | 0 | 0 | 0 | 0 | 0 | 0 | 0
Acton Lane 22kV | Waste Incineration (including CHP) | Gen_BB011 |  | MW | FallingBehind | 0 | 0 | 0 | 0 | 0 | 0 | 0 | 0 | 0 | 0 | 0 | 0 | 0 | 0 | 0 | 0 | 0 | 0 | 0 | 0 | 0 | 0 | 0 | 0 | 0 | 0 | 0
Acton Lane 22kV | Waste Incineration (including CHP) | Gen_BB011 |  | MW | ElectricEngagement | 0 | 0 | 0 | 0 | 0 | 0 | 0 | 0 | 0 | 0 | 0 | 0 | 0 | 0 | 0 | 0 | 0 | 0 | 0 | 0 | 0 | 0 | 0 | 0 | 0 | 0 | 0
Acton Lane 22kV | Waste Incineration (including CHP) | Gen_BB011 |  | MW | HydrogenEvolution | 0 | 0 | 0 | 0 | 0 | 0 | 0 | 0 | 0 | 0 | 0 | 0 | 0 | 0 | 0 | 0 | 0 | 0 | 0 | 0 | 0 | 0 | 0 | 0 | 0 | 0 | 0
Barking 132kV GIS | Waste Incineration (including CHP) | Gen_BB011 |  | MW | HolisticTransition | 72 | 72 | 72 | 72 | 72 | 72 | 72 | 69.945 | 67.886 | 67.2 | 65.829 | 64.456 | 63.771 | 62.402 | 61.028 | 58.973 | 57.599 | 55.543 | 52.801 | 51.429 | 49.373 | 46.628 | 43.886 | 37.715 | 30.171 | 24.686 | 21.944
Barking 132kV GIS | Waste Incineration (including CHP) | Gen_BB011 |  | MW | FallingBehind | 72 | 72 | 72 | 72 | 72 | 72 | 72.014 | 72.027 | 72.041 | 72.041 | 72.054 | 72.054 | 72.041 | 72.041 | 72.041 | 72.027 | 72.014 | 71.594 | 71.245 | 70.737 | 68.842 | 66.948 | 66.316 | 63.159 | 60.633 | 58.106 | 53.683
Barking 132kV GIS | Waste Incineration (including CHP) | Gen_BB011 |  | MW | ElectricEngagement | 72 | 72 | 72 | 72 | 72 | 72 | 72 | 69.945 | 67.886 | 67.2 | 65.829 | 64.456 | 63.771 | 62.402 | 61.028 | 58.973 | 57.599 | 55.543 | 52.801 | 51.429 | 49.373 | 46.628 | 43.886 | 37.715 | 30.171 | 24.686 | 21.944
Barking 132kV GIS | Waste Incineration (including CHP) | Gen_BB011 |  | MW | HydrogenEvolution | 72 | 72 | 72 | 72 | 72 | 72 | 72 | 71.757 | 71.312 | 69.964 | 68.603 | 67.926 | 66.565 | 65.209 | 63.849 | 62.491 | 61.131 | 59.774 | 57.057 | 54.338 | 51.622 | 49.584 | 46.867 | 42.112 | 36.68 | 31.925 | 27.848
Barking West 33kV | Waste Incineration (including CHP) | Gen_BB011 |  | MW | HolisticTransition | 17.296 | 17.296 | 17.296 | 17.296 | 17.296 | 17.296 | 17.296 | 16.802 | 16.308 | 16.143 | 15.814 | 15.484 | 15.319 | 14.99 | 14.66 | 14.167 | 13.837 | 13.343 | 12.684 | 12.354 | 11.861 | 11.201 | 10.542 | 9.06 | 7.248 | 5.93 | 5.271
Barking West 33kV | Waste Incineration (including CHP) | Gen_BB011 |  | MW | FallingBehind | 17.296 | 17.296 | 17.296 | 17.296 | 17.296 | 17.296 | 17.943 | 18.59 | 19.238 | 19.238 | 19.884 | 19.884 | 19.238 | 19.238 | 19.238 | 18.59 | 17.943 | 17.198 | 17.115 | 16.992 | 16.537 | 16.082 | 15.931 | 15.172 | 14.565 | 13.958 | 12.896
Barking West 33kV | Waste Incineration (including CHP) | Gen_BB011 |  | MW | ElectricEngagement | 17.296 | 17.296 | 17.296 | 17.296 | 17.296 | 17.296 | 17.296 | 16.802 | 16.308 | 16.143 | 15.814 | 15.484 | 15.319 | 14.99 | 14.66 | 14.167 | 13.837 | 13.343 | 12.684 | 12.354 | 11.861 | 11.201 | 10.542 | 9.06 | 7.248 | 5.93 | 5.271
Barking West 33kV | Waste Incineration (including CHP) | Gen_BB011 |  | MW | HydrogenEvolution | 17.296 | 17.296 | 17.296 | 17.296 | 17.296 | 17.296 | 17.296 | 17.238 | 17.131 | 16.807 | 16.48 | 16.317 | 15.99 | 15.665 | 15.338 | 15.012 | 14.685 | 14.359 | 13.706 | 13.053 | 12.401 | 11.911 | 11.259 | 10.116 | 8.811 | 7.669 | 6.69
Beddington 132kV Hurst 132kV | Waste Incineration (including CHP) | Gen_BB011 |  | MW | HolisticTransition | 0 | 0 | 0 | 0 | 0 | 0 | 0 | 0 | 0 | 0 | 0 | 0 | 0 | 0 | 0 | 0 | 0 | 0 | 0 | 0 | 0 | 0 | 0 | 0 | 0 | 0 | 0
Beddington 132kV Hurst 132kV | Waste Incineration (including CHP) | Gen_BB011 |  | MW | FallingBehind | 0 | 0 | 0 | 0 | 0 | 0 | 0 | 0 | 0 | 0 | 0 | 0 | 0 | 0 | 0 | 0 | 0 | 0 | 0 | 0 | 0 | 0 | 0 | 0 | 0 | 0 | 0
Beddington 132kV Hurst 132kV | Waste Incineration (including CHP) | Gen_BB011 |  | MW | ElectricEngagement | 0 | 0 | 0 | 0 | 0 | 0 | 0 | 0 | 0 | 0 | 0 | 0 | 0 | 0 | 0 | 0 | 0 | 0 | 0 | 0 | 0 | 0 | 0 | 0 | 0 | 0 | 0
Beddington 132kV Hurst 132kV | Waste Incineration (including CHP) | Gen_BB011 |  | MW | HydrogenEvolution | 0 | 0 | 0 | 0 | 0 | 0 | 0 | 0 | 0 | 0 | 0 | 0 | 0 | 0 | 0 | 0 | 0 | 0 | 0 | 0 | 0 | 0 | 0 | 0 | 0 | 0 | 0
Bengeworth Road 132kV GIS | Waste Incineration (including CHP) | Gen_BB011 |  | MW | HolisticTransition | 0 | 0 | 0 | 0 | 0 | 0 | 0 | 0 | 0 | 0 | 0 | 0 | 0 | 0 | 0 | 0 | 0 | 0 | 0 | 0 | 0 | 0 | 0 | 0 | 0 | 0 | 0
Bengeworth Road 132kV GIS | Waste Incineration (including CHP) | Gen_BB011 |  | MW | FallingBehind | 0 | 0 | 0 | 0 | 0 | 0 | 0 | 0 | 0 | 0 | 0 | 0 | 0 | 0 | 0 | 0 | 0 | 0 | 0 | 0 | 0 | 0 | 0 | 0 | 0 | 0 | 0
Bengeworth Road 132kV GIS | Waste Incineration (including CHP) | Gen_BB011 |  | MW | ElectricEngagement | 0 | 0 | 0 | 0 | 0 | 0 | 0 | 0 | 0 | 0 | 0 | 0 | 0 | 0 | 0 | 0 | 0 | 0 | 0 | 0 | 0 | 0 | 0 | 0 | 0 | 0 | 0
Bengeworth Road 132kV GIS | Waste Incineration (including CHP) | Gen_BB011 |  | MW | HydrogenEvolution | 0 | 0 | 0 | 0 | 0 | 0 | 0 | 0 | 0 | 0 | 0 | 0 | 0 | 0 | 0 | 0 | 0 | 0 | 0 | 0 | 0 | 0 | 0 | 0 | 0 | 0 | 0
Brimsdown | Waste Incineration (including CHP) | Gen_BB011 |  | MW | HolisticTransition | 0 | 0 | 0 | 0 | 0 | 0 | 0 | 0 | 0 | 0 | 0 | 0 | 0 | 0 | 0 | 0 | 0 | 0 | 0 | 0 | 0 | 0 | 0 | 0 | 0 | 0 | 0
Brimsdown | Waste Incineration (including CHP) | Gen_BB011 |  | MW | FallingBehind | 0 | 0 | 0 | 0 | 0 | 0 | 0 | 0 | 0 | 0 | 0 | 0 | 0 | 0 | 0 | 0 | 0 | 0 | 0 | 0 | 0 | 0 | 0 | 0 | 0 | 0 | 0
Brimsdown | Waste Incineration (including CHP) | Gen_BB011 |  | MW | ElectricEngagement | 0 | 0 | 0 | 0 | 0 | 0 | 0 | 0 | 0 | 0 | 0 | 0 | 0 | 0 | 0 | 0 | 0 | 0 | 0 | 0 | 0 | 0 | 0 | 0 | 0 | 0 | 0
Brimsdown | Waste Incineration (including CHP) | Gen_BB011 |  | MW | HydrogenEvolution | 0 | 0 | 0 | 0 | 0 | 0 | 0 | 0 | 0 | 0 | 0 | 0 | 0 | 0 | 0 | 0 | 0 | 0 | 0 | 0 | 0 | 0 | 0 | 0 | 0 | 0 | 0
City Road 132kV | Waste Incineration (including CHP) | Gen_BB011 |  | MW | HolisticTransition | 0 | 0 | 0 | 0 | 0 | 0 | 0 | 0 | 0 | 0 | 0 | 0 | 0 | 0 | 0 | 0 | 0 | 0 | 0 | 0 | 0 | 0 | 0 | 0 | 0 | 0 | 0
City Road 132kV | Waste Incineration (including CHP) | Gen_BB011 |  | MW | FallingBehind | 0 | 0 | 0 | 0 | 0 | 0 | 0 | 0 | 0 | 0 | 0 | 0 | 0 | 0 | 0 | 0 | 0 | 0 | 0 | 0 | 0 | 0 | 0 | 0 | 0 | 0 | 0
City Road 132kV | Waste Incineration (including CHP) | Gen_BB011 |  | MW | ElectricEngagement | 0 | 0 | 0 | 0 | 0 | 0 | 0 | 0 | 0 | 0 | 0 | 0 | 0 | 0 | 0 | 0 | 0 | 0 | 0 | 0 | 0 | 0 | 0 | 0 | 0 | 0 | 0
City Road 132kV | Waste Incineration (including CHP) | Gen_BB011 |  | MW | HydrogenEvolution | 0 | 0 | 0 | 0 | 0 | 0 | 0 | 0 | 0 | 0 | 0 | 0 | 0 | 0 | 0 | 0 | 0 | 0 | 0 | 0 | 0 | 0 | 0 | 0 | 0 | 0 | 0
Hackney 132kV | Waste Incineration (including CHP) | Gen_BB011 |  | MW | HolisticTransition | 0 | 0 | 0 | 0 | 0 | 0 | 0 | 0 | 0 | 0 | 0 | 0 | 0 | 0 | 0 | 0 | 0 | 0 | 0 | 0 | 0 | 0 | 0 | 0 | 0 | 0 | 0
Hackney 132kV | Waste Incineration (including CHP) | Gen_BB011 |  | MW | FallingBehind | 0 | 0 | 0 | 0 | 0 | 0 | 0 | 0 | 0 | 0 | 0 | 0 | 0 | 0 | 0 | 0 | 0 | 0 | 0 | 0 | 0 | 0 | 0 | 0 | 0 | 0 | 0
Hackney 132kV | Waste Incineration (including CHP) | Gen_BB011 |  | MW | ElectricEngagement | 0 | 0 | 0 | 0 | 0 | 0 | 0 | 0 | 0 | 0 | 0 | 0 | 0 | 0 | 0 | 0 | 0 | 0 | 0 | 0 | 0 | 0 | 0 | 0 | 0 | 0 | 0
Hackney 132kV | Waste Incineration (including CHP) | Gen_BB011 |  | MW | HydrogenEvolution | 0 | 0 | 0 | 0 | 0 | 0 | 0 | 0 | 0 | 0 | 0 | 0 | 0 | 0 | 0 | 0 | 0 | 0 | 0 | 0 | 0 | 0 | 0 | 0 | 0 | 0 | 0
Hackney Supergrid 66kV | Waste Incineration (including CHP) | Gen_BB011 |  | MW | HolisticTransition | 0 | 0 | 0 | 0 | 0 | 0 | 0 | 0 | 0 | 0 | 0 | 0 | 0 | 0 | 0 | 0 | 0 | 0 | 0 | 0 | 0 | 0 | 0 | 0 | 0 | 0 | 0
Hackney Supergrid 66kV | Waste Incineration (including CHP) | Gen_BB011 |  | MW | FallingBehind | 0 | 0 | 0 | 0 | 0 | 0 | 0 | 0 | 0 | 0 | 0 | 0 | 0 | 0 | 0 | 0 | 0 | 0 | 0 | 0 | 0 | 0 | 0 | 0 | 0 | 0 | 0
Hackney Supergrid 66kV | Waste Incineration (including CHP) | Gen_BB011 |  | MW | ElectricEngagement | 0 | 0 | 0 | 0 | 0 | 0 | 0 | 0 | 0 | 0 | 0 | 0 | 0 | 0 | 0 | 0 | 0 | 0 | 0 | 0 | 0 | 0 | 0 | 0 | 0 | 0 | 0
Hackney Supergrid 66kV | Waste Incineration (including CHP) | Gen_BB011 |  | MW | HydrogenEvolution | 0 | 0 | 0 | 0 | 0 | 0 | 0 | 0 | 0 | 0 | 0 | 0 | 0 | 0 | 0 | 0 | 0 | 0 | 0 | 0 | 0 | 0 | 0 | 0 | 0 | 0 | 0
Islington 132kV | Waste Incineration (including CHP) | Gen_BB011 |  | MW | HolisticTransition | 0 | 0 | 0 | 0 | 0 | 0 | 0 | 0 | 0 | 0 | 0 | 0 | 0 | 0 | 0 | 0 | 0 | 0 | 0 | 0 | 0 | 0 | 0 | 0 | 0 | 0 | 0
Islington 132kV | Waste Incineration (including CHP) | Gen_BB011 |  | MW | FallingBehind | 0 | 0 | 0 | 0 | 0 | 0 | 0 | 0 | 0 | 0 | 0 | 0 | 0 | 0 | 0 | 0 | 0 | 0 | 0 | 0 | 0 | 0 | 0 | 0 | 0 | 0 | 0
Islington 132kV | Waste Incineration (including CHP) | Gen_BB011 |  | MW | ElectricEngagement | 0 | 0 | 0 | 0 | 0 | 0 | 0 | 0 | 0 | 0 | 0 | 0 | 0 | 0 | 0 | 0 | 0 | 0 | 0 | 0 | 0 | 0 | 0 | 0 | 0 | 0 | 0
Islington 132kV | Waste Incineration (including CHP) | Gen_BB011 |  | MW | HydrogenEvolution | 0 | 0 | 0 | 0 | 0 | 0 | 0 | 0 | 0 | 0 | 0 | 0 | 0 | 0 | 0 | 0 | 0 | 0 | 0 | 0 | 0 | 0 | 0 | 0 | 0 | 0 | 0
Littlebrook 132kV | Waste Incineration (including CHP) | Gen_BB011 |  | MW | HolisticTransition | 0 | 0 | 0 | 0 | 0 | 0 | 0 | 0 | 0 | 0 | 0 | 0 | 0 | 0 | 0 | 0 | 0 | 0 | 0 | 0 | 0 | 0 | 0 | 0 | 0 | 0 | 0
Littlebrook 132kV | Waste Incineration (including CHP) | Gen_BB011 |  | MW | FallingBehind | 0 | 0 | 0 | 0 | 0 | 0 | 0.197 | 0.393 | 0.59 | 0.59 | 0.787 | 0.787 | 0.59 | 0.59 | 0.59 | 0.393 | 0.197 | 0 | 0 | 0 | 0 | 0 | 0 | 0 | 0 | 0 | 0
Littlebrook 132kV | Waste Incineration (including CHP) | Gen_BB011 |  | MW | ElectricEngagement | 0 | 0 | 0 | 0 | 0 | 0 | 0 | 0 | 0 | 0 | 0 | 0 | 0 | 0 | 0 | 0 | 0 | 0 | 0 | 0 | 0 | 0 | 0 | 0 | 0 | 0 | 0
Littlebrook 132kV | Waste Incineration (including CHP) | Gen_BB011 |  | MW | HydrogenEvolution | 0 | 0 | 0 | 0 | 0 | 0 | 0 | 0 | 0 | 0 | 0 | 0 | 0 | 0 | 0 | 0 | 0 | 0 | 0 | 0 | 0 | 0 | 0 | 0 | 0 | 0 | 0
Lodge Road 66kV | Waste Incineration (including CHP) | Gen_BB011 |  | MW | HolisticTransition | 0 | 0 | 0 | 0 | 0 | 0 | 0 | 0 | 0 | 0 | 0 | 0 | 0 | 0 | 0 | 0 | 0 | 0 | 0 | 0 | 0 | 0 | 0 | 0 | 0 | 0 | 0
Lodge Road 66kV | Waste Incineration (including CHP) | Gen_BB011 |  | MW | FallingBehind | 0 | 0 | 0 | 0 | 0 | 0 | 0 | 0 | 0 | 0 | 0 | 0 | 0 | 0 | 0 | 0 | 0 | 0 | 0 | 0 | 0 | 0 | 0 | 0 | 0 | 0 | 0
Lodge Road 66kV | Waste Incineration (including CHP) | Gen_BB011 |  | MW | ElectricEngagement | 0 | 0 | 0 | 0 | 0 | 0 | 0 | 0 | 0 | 0 | 0 | 0 | 0 | 0 | 0 | 0 | 0 | 0 | 0 | 0 | 0 | 0 | 0 | 0 | 0 | 0 | 0
Lodge Road 66kV | Waste Incineration (including CHP) | Gen_BB011 |  | MW | HydrogenEvolution | 0 | 0 | 0 | 0 | 0 | 0 | 0 | 0 | 0 | 0 | 0 | 0 | 0 | 0 | 0 | 0 | 0 | 0 | 0 | 0 | 0 | 0 | 0 | 0 | 0 | 0 | 0
New Cross 132kV | Waste Incineration (including CHP) | Gen_BB011 |  | MW | HolisticTransition | 0 | 0 | 0 | 0 | 0 | 0 | 0 | 0 | 0 | 0 | 0 | 0 | 0 | 0 | 0 | 0 | 0 | 0 | 0 | 0 | 0 | 0 | 0 | 0 | 0 | 0 | 0
New Cross 132kV | Waste Incineration (including CHP) | Gen_BB011 |  | MW | FallingBehind | 0 | 0 | 0 | 0 | 0 | 0 | 0 | 0 | 0 | 0 | 0 | 0 | 0 | 0 | 0 | 0 | 0 | 0 | 0 | 0 | 0 | 0 | 0 | 0 | 0 | 0 | 0
New Cross 132kV | Waste Incineration (including CHP) | Gen_BB011 |  | MW | ElectricEngagement | 0 | 0 | 0 | 0 | 0 | 0 | 0 | 0 | 0 | 0 | 0 | 0 | 0 | 0 | 0 | 0 | 0 | 0 | 0 | 0 | 0 | 0 | 0 | 0 | 0 | 0 | 0
New Cross 132kV | Waste Incineration (including CHP) | Gen_BB011 |  | MW | HydrogenEvolution | 0 | 0 | 0 | 0 | 0 | 0 | 0 | 0 | 0 | 0 | 0 | 0 | 0 | 0 | 0 | 0 | 0 | 0 | 0 | 0 | 0 | 0 | 0 | 0 | 0 | 0 | 0
New Cross 132kV to Wimbledon 1 and 2 132kV | Waste Incineration (including CHP) | Gen_BB011 |  | MW | HolisticTransition | 0 | 0 | 0 | 0 | 0 | 0 | 0 | 0 | 0 | 0 | 0 | 0 | 0 | 0 | 0 | 0 | 0 | 0 | 0 | 0 | 0 | 0 | 0 | 0 | 0 | 0 | 0
New Cross 132kV to Wimbledon 1 and 2 132kV | Waste Incineration (including CHP) | Gen_BB011 |  | MW | FallingBehind | 0 | 0 | 0 | 0 | 0 | 0 | 0 | 0 | 0 | 0 | 0 | 0 | 0 | 0 | 0 | 0 | 0 | 0 | 0 | 0 | 0 | 0 | 0 | 0 | 0 | 0 | 0
New Cross 132kV to Wimbledon 1 and 2 132kV | Waste Incineration (including CHP) | Gen_BB011 |  | MW | ElectricEngagement | 0 | 0 | 0 | 0 | 0 | 0 | 0 | 0 | 0 | 0 | 0 | 0 | 0 | 0 | 0 | 0 | 0 | 0 | 0 | 0 | 0 | 0 | 0 | 0 | 0 | 0 | 0
New Cross 132kV to Wimbledon 1 and 2 132kV | Waste Incineration (including CHP) | Gen_BB011 |  | MW | HydrogenEvolution | 0 | 0 | 0 | 0 | 0 | 0 | 0 | 0 | 0 | 0 | 0 | 0 | 0 | 0 | 0 | 0 | 0 | 0 | 0 | 0 | 0 | 0 | 0 | 0 | 0 | 0 | 0
New Cross 66kV | Waste Incineration (including CHP) | Gen_BB011 |  | MW | HolisticTransition | 0 | 0 | 0 | 0 | 0 | 0 | 0 | 0 | 0 | 0 | 0 | 0 | 0 | 0 | 0 | 0 | 0 | 0 | 0 | 0 | 0 | 0 | 0 | 0 | 0 | 0 | 0
New Cross 66kV | Waste Incineration (including CHP) | Gen_BB011 |  | MW | FallingBehind | 0 | 0 | 0 | 0 | 0 | 0 | 0 | 0 | 0 | 0 | 0 | 0 | 0 | 0 | 0 | 0 | 0 | 0 | 0 | 0 | 0 | 0 | 0 | 0 | 0 | 0 | 0
New Cross 66kV | Waste Incineration (including CHP) | Gen_BB011 |  | MW | ElectricEngagement | 0 | 0 | 0 | 0 | 0 | 0 | 0 | 0 | 0 | 0 | 0 | 0 | 0 | 0 | 0 | 0 | 0 | 0 | 0 | 0 | 0 | 0 | 0 | 0 | 0 | 0 | 0
New Cross 66kV | Waste Incineration (including CHP) | Gen_BB011 |  | MW | HydrogenEvolution | 0 | 0 | 0 | 0 | 0 | 0 | 0 | 0 | 0 | 0 | 0 | 0 | 0 | 0 | 0 | 0 | 0 | 0 | 0 | 0 | 0 | 0 | 0 | 0 | 0 | 0 | 0
Redbridge Supergrid 33kV | Waste Incineration (including CHP) | Gen_BB011 |  | MW | HolisticTransition | 0 | 0 | 0 | 0 | 0 | 0 | 0 | 0 | 0 | 0 | 0 | 0 | 0 | 0 | 0 | 0 | 0 | 0 | 0 | 0 | 0 | 0 | 0 | 0 | 0 | 0 | 0
Redbridge Supergrid 33kV | Waste Incineration (including CHP) | Gen_BB011 |  | MW | FallingBehind | 0 | 0 | 0 | 0 | 0 | 0 | 0 | 0 | 0 | 0 | 0 | 0 | 0 | 0 | 0 | 0 | 0 | 0 | 0 | 0 | 0 | 0 | 0 | 0 | 0 | 0 | 0
Redbridge Supergrid 33kV | Waste Incineration (including CHP) | Gen_BB011 |  | MW | ElectricEngagement | 0 | 0 | 0 | 0 | 0 | 0 | 0 | 0 | 0 | 0 | 0 | 0 | 0 | 0 | 0 | 0 | 0 | 0 | 0 | 0 | 0 | 0 | 0 | 0 | 0 | 0 | 0
Redbridge Supergrid 33kV | Waste Incineration (including CHP) | Gen_BB011 |  | MW | HydrogenEvolution | 0 | 0 | 0 | 0 | 0 | 0 | 0 | 0 | 0 | 0 | 0 | 0 | 0 | 0 | 0 | 0 | 0 | 0 | 0 | 0 | 0 | 0 | 0 | 0 | 0 | 0 | 0
St Johns Wood 132kV | Waste Incineration (including CHP) | Gen_BB011 |  | MW | HolisticTransition | 0 | 0 | 0 | 0 | 0 | 0 | 0 | 0 | 0 | 0 | 0 | 0 | 0 | 0 | 0 | 0 | 0 | 0 | 0 | 0 | 0 | 0 | 0 | 0 | 0 | 0 | 0
St Johns Wood 132kV | Waste Incineration (including CHP) | Gen_BB011 |  | MW | FallingBehind | 0 | 0 | 0 | 0 | 0 | 0 | 0 | 0 | 0 | 0 | 0 | 0 | 0 | 0 | 0 | 0 | 0 | 0 | 0 | 0 | 0 | 0 | 0 | 0 | 0 | 0 | 0
St Johns Wood 132kV | Waste Incineration (including CHP) | Gen_BB011 |  | MW | ElectricEngagement | 0 | 0 | 0 | 0 | 0 | 0 | 0 | 0 | 0 | 0 | 0 | 0 | 0 | 0 | 0 | 0 | 0 | 0 | 0 | 0 | 0 | 0 | 0 | 0 | 0 | 0 | 0
St Johns Wood 132kV | Waste Incineration (including CHP) | Gen_BB011 |  | MW | HydrogenEvolution | 0 | 0 | 0 | 0 | 0 | 0 | 0 | 0 | 0 | 0 | 0 | 0 | 0 | 0 | 0 | 0 | 0 | 0 | 0 | 0 | 0 | 0 | 0 | 0 | 0 | 0 | 0
West Ham 132kV | Waste Incineration (including CHP) | Gen_BB011 |  | MW | HolisticTransition | 0 | 0 | 0 | 0 | 0 | 0 | 0 | 0 | 0 | 0 | 0 | 0 | 0 | 0 | 0 | 0 | 0 | 0 | 0 | 0 | 0 | 0 | 0 | 0 | 0 | 0 | 0
West Ham 132kV | Waste Incineration (including CHP) | Gen_BB011 |  | MW | FallingBehind | 0 | 0 | 0 | 0 | 0 | 0 | 0.075 | 0.15 | 0.224 | 0.224 | 0.299 | 0.299 | 0.224 | 0.224 | 0.224 | 0.15 | 0.075 | 0 | 0 | 0 | 0 | 0 | 0 | 0 | 0 | 0 | 0
West Ham 132kV | Waste Incineration (including CHP) | Gen_BB011 |  | MW | ElectricEngagement | 0 | 0 | 0 | 0 | 0 | 0 | 0 | 0 | 0 | 0 | 0 | 0 | 0 | 0 | 0 | 0 | 0 | 0 | 0 | 0 | 0 | 0 | 0 | 0 | 0 | 0 | 0
West Ham 132kV | Waste Incineration (including CHP) | Gen_BB011 |  | MW | HydrogenEvolution | 0 | 0 | 0 | 0 | 0 | 0 | 0 | 0 | 0 | 0 | 0 | 0 | 0 | 0 | 0 | 0 | 0 | 0 | 0 | 0 | 0 | 0 | 0 | 0 | 0 | 0 | 0
Willesden Grid 132kV | Waste Incineration (including CHP) | Gen_BB011 |  | MW | HolisticTransition | 0 | 0 | 0 | 0 | 0 | 0 | 0 | 0 | 0 | 0 | 0 | 0 | 0 | 0 | 0 | 0 | 0 | 0 | 0 | 0 | 0 | 0 | 0 | 0 | 0 | 0 | 0
Willesden Grid 132kV | Waste Incineration (including CHP) | Gen_BB011 |  | MW | FallingBehind | 0 | 0 | 0 | 0 | 0 | 0 | 0 | 0 | 0 | 0 | 0 | 0 | 0 | 0 | 0 | 0 | 0 | 0 | 0 | 0 | 0 | 0 | 0 | 0 | 0 | 0 | 0
Willesden Grid 132kV | Waste Incineration (including CHP) | Gen_BB011 |  | MW | ElectricEngagement | 0 | 0 | 0 | 0 | 0 | 0 | 0 | 0 | 0 | 0 | 0 | 0 | 0 | 0 | 0 | 0 | 0 | 0 | 0 | 0 | 0 | 0 | 0 | 0 | 0 | 0 | 0
Willesden Grid 132kV | Waste Incineration (including CHP) | Gen_BB011 |  | MW | HydrogenEvolution | 0 | 0 | 0 | 0 | 0 | 0 | 0 | 0 | 0 | 0 | 0 | 0 | 0 | 0 | 0 | 0 | 0 | 0 | 0 | 0 | 0 | 0 | 0 | 0 | 0 | 0 | 0
Willesden Grid 66 kV | Waste Incineration (including CHP) | Gen_BB011 |  | MW | HolisticTransition | 0 | 3.544 | 7.088 | 10.632 | 14.176 | 17.72 | 17.72 | 17.214 | 16.707 | 16.539 | 16.201 | 15.863 | 15.695 | 15.358 | 15.02 | 14.514 | 14.176 | 13.67 | 12.995 | 12.657 | 12.151 | 11.476 | 10.801 | 9.282 | 7.425 | 6.075 | 5.401
Willesden Grid 66 kV | Waste Incineration (including CHP) | Gen_BB011 |  | MW | FallingBehind | 0 | 15.948 | 31.896 | 47.844 | 63.792 | 79.74 | 79.74 | 79.74 | 79.74 | 79.74 | 79.74 | 79.74 | 79.74 | 79.74 | 79.74 | 79.74 | 79.74 | 79.29 | 78.903 | 78.341 | 76.243 | 74.145 | 73.445 | 69.949 | 67.151 | 64.353 | 59.454
Willesden Grid 66 kV | Waste Incineration (including CHP) | Gen_BB011 |  | MW | ElectricEngagement | 0 | 3.544 | 7.088 | 10.632 | 14.176 | 17.72 | 17.72 | 17.214 | 16.707 | 16.539 | 16.201 | 15.863 | 15.695 | 15.358 | 15.02 | 14.514 | 14.176 | 13.67 | 12.995 | 12.657 | 12.151 | 11.476 | 10.801 | 9.282 | 7.425 | 6.075 | 5.401
Willesden Grid 66 kV | Waste Incineration (including CHP) | Gen_BB011 |  | MW | HydrogenEvolution | 0 | 10.632 | 21.264 | 31.896 | 42.528 | 53.16 | 53.16 | 52.981 | 52.652 | 51.657 | 50.652 | 50.152 | 49.147 | 48.146 | 47.142 | 46.139 | 45.135 | 44.133 | 42.127 | 40.12 | 38.114 | 36.609 | 34.604 | 31.093 | 27.082 | 23.571 | 20.561
Wimbledon Grid South 3/4 | Waste Incineration (including CHP) | Gen_BB011 |  | MW | HolisticTransition | 0 | 0 | 0 | 0 | 0 | 0 | 0.007 | 0.005 | 0.001 | 0 | 0 | 0 | 0 | 0 | 0 | 0 | 0 | 0 | 0 | 0 | 0 | 0 | 0 | 0 | 0 | 0 | 0
Wimbledon Grid South 3/4 | Waste Incineration (including CHP) | Gen_BB011 |  | MW | FallingBehind | 0 | 0 | 0 | 0 | 0 | 0 | 0.006 | 0.011 | 0.015 | 0.02 | 0.023 | 0.026 | 0.028 | 0.031 | 0.032 | 0.031 | 0.03 | 0.028 | 0.027 | 0.025 | 0.023 | 0.021 | 0.018 | 0.016 | 0.013 | 0.011 | 0.008
Wimbledon Grid South 3/4 | Waste Incineration (including CHP) | Gen_BB011 |  | MW | ElectricEngagement | 0 | 0 | 0 | 0 | 0 | 0 | 0.007 | 0.005 | 0.001 | 0 | 0 | 0 | 0 | 0 | 0 | 0 | 0 | 0 | 0 | 0 | 0 | 0 | 0 | 0 | 0 | 0 | 0
Wimbledon Grid South 3/4 | Waste Incineration (including CHP) | Gen_BB011 |  | MW | HydrogenEvolution | 0 | 0 | 0 | 0 | 0 | 0 | 0.007 | 0.005 | 0.002 | 0 | 0 | 0 | 0 | 0 | 0 | 0 | 0 | 0 | 0 | 0 | 0 | 0 | 0 | 0 | 0 | 0 | 0
Acton Lane 22kV | Solar Generation | Gen_BB012 | All large Solar PV | MW | HolisticTransition | 0 | 0 | 0 | 0 | 0 | 0 | 0 | 0 | 0 | 0 | 0 | 0 | 0 | 0 | 0 | 0 | 0 | 0 | 0 | 0 | 0 | 0 | 0 | 0 | 0 | 0 | 0
Acton Lane 22kV | Solar Generation | Gen_BB012 | All large Solar PV | MW | FallingBehind | 0 | 0 | 0 | 0 | 0 | 0 | 0 | 0 | 0 | 0 | 0 | 0 | 0 | 0 | 0 | 0 | 0 | 0 | 0 | 0 | 0 | 0 | 0 | 0 | 0 | 0 | 0
Acton Lane 22kV | Solar Generation | Gen_BB012 | All large Solar PV | MW | ElectricEngagement | 0 | 0 | 0 | 0 | 0 | 0 | 0 | 0 | 0 | 0 | 0 | 0 | 0 | 0 | 0 | 0 | 0 | 0 | 0 | 0 | 0 | 0 | 0 | 0 | 0 | 0 | 0
Acton Lane 22kV | Solar Generation | Gen_BB012 | All large Solar PV | MW | HydrogenEvolution | 0 | 0 | 0 | 0 | 0 | 0 | 0 | 0 | 0 | 0 | 0 | 0 | 0 | 0 | 0 | 0 | 0 | 0 | 0 | 0 | 0 | 0 | 0 | 0 | 0 | 0 | 0
Barking 132kV GIS | Solar Generation | Gen_BB012 | All large Solar PV | MW | HolisticTransition | 0 | 0 | 0 | 0 | 0 | 0 | 0 | 0 | 0 | 0 | 0 | 0 | 0 | 0 | 0 | 0 | 0 | 0 | 0 | 0 | 0 | 0 | 0 | 0 | 0 | 0 | 0
Barking 132kV GIS | Solar Generation | Gen_BB012 | All large Solar PV | MW | FallingBehind | 0 | 0 | 0 | 0 | 0 | 0 | 0 | 0 | 0 | 0 | 0 | 0 | 0 | 0 | 0 | 0 | 0 | 0 | 0 | 0 | 0 | 0 | 0 | 0 | 0 | 0 | 0
Barking 132kV GIS | Solar Generation | Gen_BB012 | All large Solar PV | MW | ElectricEngagement | 0 | 0 | 0 | 0 | 0 | 0 | 0 | 0 | 0 | 0 | 0 | 0 | 0 | 0 | 0 | 0 | 0 | 0 | 0 | 0 | 0 | 0 | 0 | 0 | 0 | 0 | 0
Barking 132kV GIS | Solar Generation | Gen_BB012 | All large Solar PV | MW | HydrogenEvolution | 0 | 0 | 0 | 0 | 0 | 0 | 0 | 0 | 0 | 0 | 0 | 0 | 0 | 0 | 0 | 0 | 0 | 0 | 0 | 0 | 0 | 0 | 0 | 0 | 0 | 0 | 0
Barking West 33kV | Solar Generation | Gen_BB012 | All large Solar PV | MW | HolisticTransition | 1.246 | 1.348 | 1.451 | 1.554 | 1.657 | 1.76 | 1.76 | 1.76 | 1.76 | 1.76 | 1.76 | 1.76 | 1.76 | 1.76 | 1.76 | 1.76 | 1.76 | 1.76 | 1.76 | 1.76 | 1.76 | 1.76 | 1.76 | 1.76 | 1.76 | 1.76 | 1.76
Barking West 33kV | Solar Generation | Gen_BB012 | All large Solar PV | MW | FallingBehind | 1.246 | 1.268 | 1.291 | 1.314 | 1.337 | 1.36 | 1.36 | 1.36 | 1.36 | 1.36 | 1.36 | 1.36 | 1.36 | 1.36 | 1.36 | 1.36 | 1.36 | 1.36 | 1.36 | 1.36 | 1.36 | 1.36 | 1.36 | 1.36 | 1.36 | 1.36 | 1.36
Barking West 33kV | Solar Generation | Gen_BB012 | All large Solar PV | MW | ElectricEngagement | 1.246 | 1.314 | 1.383 | 1.451 | 1.52 | 1.588 | 1.588 | 1.588 | 1.588 | 1.588 | 1.588 | 1.588 | 1.588 | 1.588 | 1.588 | 1.588 | 1.588 | 1.588 | 1.588 | 1.588 | 1.588 | 1.588 | 1.588 | 1.588 | 1.588 | 1.588 | 1.588
Barking West 33kV | Solar Generation | Gen_BB012 | All large Solar PV | MW | HydrogenEvolution | 1.246 | 1.314 | 1.383 | 1.451 | 1.52 | 1.588 | 1.588 | 1.588 | 1.588 | 1.588 | 1.588 | 1.588 | 1.588 | 1.588 | 1.588 | 1.588 | 1.588 | 1.588 | 1.588 | 1.588 | 1.588 | 1.588 | 1.588 | 1.588 | 1.588 | 1.588 | 1.588
Beddington 132kV Hurst 132kV | Solar Generation | Gen_BB012 | All large Solar PV | MW | HolisticTransition | 1.7 | 1.731 | 1.762 | 1.793 | 1.824 | 1.856 | 2.255 | 2.652 | 3.045 | 3.432 | 3.807 | 4.168 | 4.52 | 4.863 | 5.196 | 5.528 | 5.868 | 6.21 | 6.548 | 6.882 | 7.209 | 7.529 | 7.842 | 8.147 | 8.443 | 8.729 | 8.941
Beddington 132kV Hurst 132kV | Solar Generation | Gen_BB012 | All large Solar PV | MW | FallingBehind | 1.7 | 1.707 | 1.714 | 1.721 | 1.728 | 1.735 | 1.779 | 1.831 | 1.893 | 1.965 | 2.048 | 2.139 | 2.245 | 2.36 | 2.483 | 2.629 | 2.806 | 2.992 | 3.183 | 3.38 | 3.575 | 3.773 | 3.966 | 4.162 | 4.354 | 4.547 | 4.687
Beddington 132kV Hurst 132kV | Solar Generation | Gen_BB012 | All large Solar PV | MW | ElectricEngagement | 1.7 | 1.721 | 1.741 | 1.762 | 1.783 | 1.804 | 2.025 | 2.259 | 2.502 | 2.751 | 3.006 | 3.268 | 3.531 | 3.798 | 4.069 | 4.349 | 4.641 | 4.929 | 5.21 | 5.48 | 5.742 | 5.99 | 6.229 | 6.46 | 6.677 | 6.887 | 7.035
Beddington 132kV Hurst 132kV | Solar Generation | Gen_BB012 | All large Solar PV | MW | HydrogenEvolution | 1.7 | 1.721 | 1.741 | 1.762 | 1.783 | 1.804 | 2.025 | 2.259 | 2.502 | 2.751 | 3.006 | 3.268 | 3.531 | 3.798 | 4.069 | 4.349 | 4.641 | 4.929 | 5.21 | 5.48 | 5.742 | 5.99 | 6.229 | 6.46 | 6.677 | 6.887 | 7.035
Bengeworth Road 132kV GIS | Solar Generation | Gen_BB012 | All large Solar PV | MW | HolisticTransition | 0 | 0 | 0 | 0 | 0.184 | 0.184 | 0.184 | 0.184 | 0.184 | 0.184 | 0.184 | 0.184 | 0.184 | 0.184 | 0.184 | 0.184 | 0.184 | 0.184 | 0.184 | 0.184 | 0.184 | 0.184 | 0.184 | 0.184 | 0.184 | 0.184 | 0.184
Bengeworth Road 132kV GIS | Solar Generation | Gen_BB012 | All large Solar PV | MW | FallingBehind | 0 | 0 | 0 | 0 | 0.184 | 0.184 | 0.184 | 0.184 | 0.184 | 0.184 | 0.184 | 0.184 | 0.184 | 0.184 | 0.184 | 0.184 | 0.184 | 0.184 | 0.184 | 0.184 | 0.184 | 0.184 | 0.184 | 0.184 | 0.184 | 0.184 | 0.184
Bengeworth Road 132kV GIS | Solar Generation | Gen_BB012 | All large Solar PV | MW | ElectricEngagement | 0 | 0 | 0 | 0 | 0.184 | 0.184 | 0.184 | 0.184 | 0.184 | 0.184 | 0.184 | 0.184 | 0.184 | 0.184 | 0.184 | 0.184 | 0.184 | 0.184 | 0.184 | 0.184 | 0.184 | 0.184 | 0.184 | 0.184 | 0.184 | 0.184 | 0.184
Bengeworth Road 132kV GIS | Solar Generation | Gen_BB012 | All large Solar PV | MW | HydrogenEvolution | 0 | 0 | 0 | 0 | 0.184 | 0.184 | 0.184 | 0.184 | 0.184 | 0.184 | 0.184 | 0.184 | 0.184 | 0.184 | 0.184 | 0.184 | 0.184 | 0.184 | 0.184 | 0.184 | 0.184 | 0.184 | 0.184 | 0.184 | 0.184 | 0.184 | 0.184
Brimsdown | Solar Generation | Gen_BB012 | All large Solar PV | MW | HolisticTransition | 0 | 0.032 | 0 | 0 | 0 | 0 | 0.003 | 0.005 | 0.008 | 0.01 | 0.012 | 0.015 | 0.017 | 0.019 | 0.021 | 0.023 | 0.025 | 0.028 | 0.03 | 0.032 | 0.034 | 0.036 | 0.038 | 0.04 | 0.042 | 0.044 | 0.045
Brimsdown | Solar Generation | Gen_BB012 | All large Solar PV | MW | FallingBehind | 0 | 0.007 | 0 | 0 | 0 | 0 | 0 | 0.001 | 0.001 | 0.001 | 0.002 | 0.003 | 0.003 | 0.004 | 0.005 | 0.006 | 0.007 | 0.008 | 0.009 | 0.011 | 0.012 | 0.013 | 0.014 | 0.016 | 0.017 | 0.018 | 0.019
Brimsdown | Solar Generation | Gen_BB012 | All large Solar PV | MW | ElectricEngagement | 0 | 0.021 | 0 | 0 | 0 | 0 | 0.001 | 0.003 | 0.005 | 0.006 | 0.008 | 0.01 | 0.011 | 0.013 | 0.015 | 0.017 | 0.019 | 0.021 | 0.022 | 0.024 | 0.026 | 0.028 | 0.029 | 0.031 | 0.032 | 0.034 | 0.035
Brimsdown | Solar Generation | Gen_BB012 | All large Solar PV | MW | HydrogenEvolution | 0 | 0.021 | 0 | 0 | 0 | 0 | 0.001 | 0.003 | 0.005 | 0.006 | 0.008 | 0.01 | 0.011 | 0.013 | 0.015 | 0.017 | 0.019 | 0.021 | 0.022 | 0.024 | 0.026 | 0.028 | 0.029 | 0.031 | 0.032 | 0.034 | 0.035
City Road 132kV | Solar Generation | Gen_BB012 | All large Solar PV | MW | HolisticTransition | 0 | 0 | 0 | 0 | 0 | 0 | 0 | 0 | 0 | 0 | 0 | 0 | 0 | 0 | 0 | 0 | 0 | 0 | 0 | 0 | 0 | 0 | 0 | 0 | 0 | 0 | 0
City Road 132kV | Solar Generation | Gen_BB012 | All large Solar PV | MW | FallingBehind | 0 | 0 | 0 | 0 | 0 | 0 | 0 | 0 | 0 | 0 | 0 | 0 | 0 | 0 | 0 | 0 | 0 | 0 | 0 | 0 | 0 | 0 | 0 | 0 | 0 | 0 | 0
City Road 132kV | Solar Generation | Gen_BB012 | All large Solar PV | MW | ElectricEngagement | 0 | 0 | 0 | 0 | 0 | 0 | 0 | 0 | 0 | 0 | 0 | 0 | 0 | 0 | 0 | 0 | 0 | 0 | 0 | 0 | 0 | 0 | 0 | 0 | 0 | 0 | 0
City Road 132kV | Solar Generation | Gen_BB012 | All large Solar PV | MW | HydrogenEvolution | 0 | 0 | 0 | 0 | 0 | 0 | 0 | 0 | 0 | 0 | 0 | 0 | 0 | 0 | 0 | 0 | 0 | 0 | 0 | 0 | 0 | 0 | 0 | 0 | 0 | 0 | 0
Hackney 132kV | Solar Generation | Gen_BB012 | All large Solar PV | MW | HolisticTransition | 0 | 0.033 | 0.067 | 0.1 | 0.133 | 0.167 | 0.167 | 0.167 | 0.167 | 0.167 | 0.167 | 0.167 | 0.167 | 0.167 | 0.167 | 0.167 | 0.167 | 0.167 | 0.167 | 0.167 | 0.167 | 0.167 | 0.167 | 0.167 | 0.167 | 0.167 | 0.167
Hackney 132kV | Solar Generation | Gen_BB012 | All large Solar PV | MW | FallingBehind | 0 | 0.007 | 0.015 | 0.022 | 0.03 | 0.037 | 0.037 | 0.037 | 0.037 | 0.037 | 0.037 | 0.037 | 0.037 | 0.037 | 0.037 | 0.037 | 0.037 | 0.037 | 0.037 | 0.037 | 0.037 | 0.037 | 0.037 | 0.037 | 0.037 | 0.037 | 0.037
Hackney 132kV | Solar Generation | Gen_BB012 | All large Solar PV | MW | ElectricEngagement | 0 | 0.022 | 0.044 | 0.067 | 0.089 | 0.111 | 0.111 | 0.111 | 0.111 | 0.111 | 0.111 | 0.111 | 0.111 | 0.111 | 0.111 | 0.111 | 0.111 | 0.111 | 0.111 | 0.111 | 0.111 | 0.111 | 0.111 | 0.111 | 0.111 | 0.111 | 0.111
Hackney 132kV | Solar Generation | Gen_BB012 | All large Solar PV | MW | HydrogenEvolution | 0 | 0.022 | 0.044 | 0.067 | 0.089 | 0.111 | 0.111 | 0.111 | 0.111 | 0.111 | 0.111 | 0.111 | 0.111 | 0.111 | 0.111 | 0.111 | 0.111 | 0.111 | 0.111 | 0.111 | 0.111 | 0.111 | 0.111 | 0.111 | 0.111 | 0.111 | 0.111
Hackney Supergrid 66kV | Solar Generation | Gen_BB012 | All large Solar PV | MW | HolisticTransition | 0.202 | 0.202 | 0.202 | 0.202 | 0.202 | 0.202 | 0.202 | 0.202 | 0.202 | 0.202 | 0.202 | 0.202 | 0.202 | 0.202 | 0.202 | 0.202 | 0.202 | 0.202 | 0.202 | 0.202 | 0.202 | 0.202 | 0.202 | 0.202 | 0.202 | 0.202 | 0.202
Hackney Supergrid 66kV | Solar Generation | Gen_BB012 | All large Solar PV | MW | FallingBehind | 0.202 | 0.202 | 0.202 | 0.202 | 0.202 | 0.202 | 0.202 | 0.202 | 0.202 | 0.202 | 0.202 | 0.202 | 0.202 | 0.202 | 0.202 | 0.202 | 0.202 | 0.202 | 0.202 | 0.202 | 0.202 | 0.202 | 0.202 | 0.202 | 0.202 | 0.202 | 0.202
Hackney Supergrid 66kV | Solar Generation | Gen_BB012 | All large Solar PV | MW | ElectricEngagement | 0.202 | 0.202 | 0.202 | 0.202 | 0.202 | 0.202 | 0.202 | 0.202 | 0.202 | 0.202 | 0.202 | 0.202 | 0.202 | 0.202 | 0.202 | 0.202 | 0.202 | 0.202 | 0.202 | 0.202 | 0.202 | 0.202 | 0.202 | 0.202 | 0.202 | 0.202 | 0.202
Hackney Supergrid 66kV | Solar Generation | Gen_BB012 | All large Solar PV | MW | HydrogenEvolution | 0.202 | 0.202 | 0.202 | 0.202 | 0.202 | 0.202 | 0.202 | 0.202 | 0.202 | 0.202 | 0.202 | 0.202 | 0.202 | 0.202 | 0.202 | 0.202 | 0.202 | 0.202 | 0.202 | 0.202 | 0.202 | 0.202 | 0.202 | 0.202 | 0.202 | 0.202 | 0.202
Islington 132kV | Solar Generation | Gen_BB012 | All large Solar PV | MW | HolisticTransition | 0.461 | 0.461 | 0.461 | 0.461 | 0.461 | 0.461 | 0.461 | 0.461 | 0.461 | 0.461 | 0.461 | 0.461 | 0.461 | 0.461 | 0.461 | 0.461 | 0.461 | 0.461 | 0.461 | 0.461 | 0.461 | 0.461 | 0.461 | 0.461 | 0.461 | 0.461 | 0.461
Islington 132kV | Solar Generation | Gen_BB012 | All large Solar PV | MW | FallingBehind | 0.461 | 0.461 | 0.461 | 0.461 | 0.461 | 0.461 | 0.461 | 0.461 | 0.461 | 0.461 | 0.461 | 0.461 | 0.461 | 0.461 | 0.461 | 0.461 | 0.461 | 0.461 | 0.461 | 0.461 | 0.461 | 0.461 | 0.461 | 0.461 | 0.461 | 0.461 | 0.461
Islington 132kV | Solar Generation | Gen_BB012 | All large Solar PV | MW | ElectricEngagement | 0.461 | 0.461 | 0.461 | 0.461 | 0.461 | 0.461 | 0.461 | 0.461 | 0.461 | 0.461 | 0.461 | 0.461 | 0.461 | 0.461 | 0.461 | 0.461 | 0.461 | 0.461 | 0.461 | 0.461 | 0.461 | 0.461 | 0.461 | 0.461 | 0.461 | 0.461 | 0.461
Islington 132kV | Solar Generation | Gen_BB012 | All large Solar PV | MW | HydrogenEvolution | 0.461 | 0.461 | 0.461 | 0.461 | 0.461 | 0.461 | 0.461 | 0.461 | 0.461 | 0.461 | 0.461 | 0.461 | 0.461 | 0.461 | 0.461 | 0.461 | 0.461 | 0.461 | 0.461 | 0.461 | 0.461 | 0.461 | 0.461 | 0.461 | 0.461 | 0.461 | 0.461
Littlebrook 132kV | Solar Generation | Gen_BB012 | All large Solar PV | MW | HolisticTransition | 1.08 | 1.316 | 1.552 | 1.788 | 2.024 | 2.26 | 2.294 | 2.325 | 2.357 | 2.389 | 2.421 | 2.45 | 2.478 | 2.507 | 2.534 | 2.561 | 2.589 | 2.617 | 2.645 | 2.671 | 2.698 | 2.725 | 2.751 | 2.776 | 2.801 | 2.823 | 2.84
Littlebrook 132kV | Solar Generation | Gen_BB012 | All large Solar PV | MW | FallingBehind | 1.08 | 1.132 | 1.185 | 1.237 | 1.29 | 1.342 | 1.346 | 1.351 | 1.356 | 1.362 | 1.368 | 1.376 | 1.384 | 1.394 | 1.404 | 1.416 | 1.43 | 1.446 | 1.462 | 1.478 | 1.494 | 1.51 | 1.525 | 1.541 | 1.557 | 1.573 | 1.584
Littlebrook 132kV | Solar Generation | Gen_BB012 | All large Solar PV | MW | ElectricEngagement | 1.08 | 1.237 | 1.395 | 1.552 | 1.709 | 1.867 | 1.885 | 1.905 | 1.924 | 1.945 | 1.965 | 1.988 | 2.009 | 2.031 | 2.053 | 2.076 | 2.1 | 2.123 | 2.146 | 2.169 | 2.19 | 2.211 | 2.23 | 2.249 | 2.267 | 2.284 | 2.296
Littlebrook 132kV | Solar Generation | Gen_BB012 | All large Solar PV | MW | HydrogenEvolution | 1.08 | 1.237 | 1.395 | 1.552 | 1.709 | 1.867 | 1.885 | 1.905 | 1.924 | 1.945 | 1.965 | 1.988 | 2.009 | 2.031 | 2.053 | 2.076 | 2.1 | 2.123 | 2.146 | 2.169 | 2.19 | 2.211 | 2.23 | 2.249 | 2.267 | 2.284 | 2.296
Lodge Road 66kV | Solar Generation | Gen_BB012 | All large Solar PV | MW | HolisticTransition | 0 | 0 | 0 | 0 | 0 | 0 | 0 | 0 | 0 | 0 | 0 | 0 | 0 | 0 | 0 | 0 | 0 | 0 | 0 | 0 | 0 | 0 | 0 | 0 | 0 | 0 | 0
Lodge Road 66kV | Solar Generation | Gen_BB012 | All large Solar PV | MW | FallingBehind | 0 | 0 | 0 | 0 | 0 | 0 | 0 | 0 | 0 | 0 | 0 | 0 | 0 | 0 | 0 | 0 | 0 | 0 | 0 | 0 | 0 | 0 | 0 | 0 | 0 | 0 | 0
Lodge Road 66kV | Solar Generation | Gen_BB012 | All large Solar PV | MW | ElectricEngagement | 0 | 0 | 0 | 0 | 0 | 0 | 0 | 0 | 0 | 0 | 0 | 0 | 0 | 0 | 0 | 0 | 0 | 0 | 0 | 0 | 0 | 0 | 0 | 0 | 0 | 0 | 0
Lodge Road 66kV | Solar Generation | Gen_BB012 | All large Solar PV | MW | HydrogenEvolution | 0 | 0 | 0 | 0 | 0 | 0 | 0 | 0 | 0 | 0 | 0 | 0 | 0 | 0 | 0 | 0 | 0 | 0 | 0 | 0 | 0 | 0 | 0 | 0 | 0 | 0 | 0
New Cross 132kV | Solar Generation | Gen_BB012 | All large Solar PV | MW | HolisticTransition | 0 | 0 | 0 | 0 | 0 | 0 | 0 | 0 | 0 | 0 | 0 | 0 | 0 | 0 | 0 | 0 | 0 | 0 | 0 | 0 | 0 | 0 | 0 | 0 | 0 | 0 | 0
New Cross 132kV | Solar Generation | Gen_BB012 | All large Solar PV | MW | FallingBehind | 0 | 0 | 0 | 0 | 0 | 0 | 0 | 0 | 0 | 0 | 0 | 0 | 0 | 0 | 0 | 0 | 0 | 0 | 0 | 0 | 0 | 0 | 0 | 0 | 0 | 0 | 0
New Cross 132kV | Solar Generation | Gen_BB012 | All large Solar PV | MW | ElectricEngagement | 0 | 0 | 0 | 0 | 0 | 0 | 0 | 0 | 0 | 0 | 0 | 0 | 0 | 0 | 0 | 0 | 0 | 0 | 0 | 0 | 0 | 0 | 0 | 0 | 0 | 0 | 0
New Cross 132kV | Solar Generation | Gen_BB012 | All large Solar PV | MW | HydrogenEvolution | 0 | 0 | 0 | 0 | 0 | 0 | 0 | 0 | 0 | 0 | 0 | 0 | 0 | 0 | 0 | 0 | 0 | 0 | 0 | 0 | 0 | 0 | 0 | 0 | 0 | 0 | 0
New Cross 132kV to Wimbledon 1 and 2 132kV | Solar Generation | Gen_BB012 | All large Solar PV | MW | HolisticTransition | 0.184 | 0.184 | 0.184 | 0.184 | 0 | 0 | 0 | 0 | 0 | 0 | 0 | 0 | 0 | 0 | 0 | 0 | 0 | 0 | 0 | 0 | 0 | 0 | 0 | 0 | 0 | 0 | 0
New Cross 132kV to Wimbledon 1 and 2 132kV | Solar Generation | Gen_BB012 | All large Solar PV | MW | FallingBehind | 0.184 | 0.184 | 0.184 | 0.184 | 0 | 0 | 0 | 0 | 0 | 0 | 0 | 0 | 0 | 0 | 0 | 0 | 0 | 0 | 0 | 0 | 0 | 0 | 0 | 0 | 0 | 0 | 0
New Cross 132kV to Wimbledon 1 and 2 132kV | Solar Generation | Gen_BB012 | All large Solar PV | MW | ElectricEngagement | 0.184 | 0.184 | 0.184 | 0.184 | 0 | 0 | 0 | 0 | 0 | 0 | 0 | 0 | 0 | 0 | 0 | 0 | 0 | 0 | 0 | 0 | 0 | 0 | 0 | 0 | 0 | 0 | 0
New Cross 132kV to Wimbledon 1 and 2 132kV | Solar Generation | Gen_BB012 | All large Solar PV | MW | HydrogenEvolution | 0.184 | 0.184 | 0.184 | 0.184 | 0 | 0 | 0 | 0 | 0 | 0 | 0 | 0 | 0 | 0 | 0 | 0 | 0 | 0 | 0 | 0 | 0 | 0 | 0 | 0 | 0 | 0 | 0
New Cross 66kV | Solar Generation | Gen_BB012 | All large Solar PV | MW | HolisticTransition | 0.961 | 0.961 | 0.961 | 0.961 | 0.961 | 0.961 | 0.961 | 0.961 | 0.961 | 0.961 | 0.961 | 0.961 | 0.961 | 0.961 | 0.961 | 0.961 | 0.961 | 0.961 | 0.961 | 0.961 | 0.961 | 0.961 | 0.961 | 0.961 | 0.961 | 0.961 | 0.961
New Cross 66kV | Solar Generation | Gen_BB012 | All large Solar PV | MW | FallingBehind | 0.961 | 0.961 | 0.961 | 0.961 | 0.961 | 0.961 | 0.961 | 0.961 | 0.961 | 0.961 | 0.961 | 0.961 | 0.961 | 0.961 | 0.961 | 0.961 | 0.961 | 0.961 | 0.961 | 0.961 | 0.961 | 0.961 | 0.961 | 0.961 | 0.961 | 0.961 | 0.961
New Cross 66kV | Solar Generation | Gen_BB012 | All large Solar PV | MW | ElectricEngagement | 0.961 | 0.961 | 0.961 | 0.961 | 0.961 | 0.961 | 0.961 | 0.961 | 0.961 | 0.961 | 0.961 | 0.961 | 0.961 | 0.961 | 0.961 | 0.961 | 0.961 | 0.961 | 0.961 | 0.961 | 0.961 | 0.961 | 0.961 | 0.961 | 0.961 | 0.961 | 0.961
New Cross 66kV | Solar Generation | Gen_BB012 | All large Solar PV | MW | HydrogenEvolution | 0.961 | 0.961 | 0.961 | 0.961 | 0.961 | 0.961 | 0.961 | 0.961 | 0.961 | 0.961 | 0.961 | 0.961 | 0.961 | 0.961 | 0.961 | 0.961 | 0.961 | 0.961 | 0.961 | 0.961 | 0.961 | 0.961 | 0.961 | 0.961 | 0.961 | 0.961 | 0.961
Redbridge Supergrid 33kV | Solar Generation | Gen_BB012 | All large Solar PV | MW | HolisticTransition | 0 | 0 | 0.064 | 0.096 | 0.128 | 0.16 | 0.162 | 0.165 | 0.167 | 0.17 | 0.172 | 0.174 | 0.176 | 0.179 | 0.181 | 0.183 | 0.185 | 0.187 | 0.189 | 0.191 | 0.193 | 0.195 | 0.197 | 0.199 | 0.201 | 0.203 | 0.204
Redbridge Supergrid 33kV | Solar Generation | Gen_BB012 | All large Solar PV | MW | FallingBehind | 0 | 0 | 0.014 | 0.021 | 0.028 | 0.036 | 0.036 | 0.036 | 0.037 | 0.037 | 0.038 | 0.038 | 0.039 | 0.039 | 0.04 | 0.041 | 0.042 | 0.043 | 0.045 | 0.046 | 0.047 | 0.048 | 0.05 | 0.051 | 0.052 | 0.053 | 0.054
Redbridge Supergrid 33kV | Solar Generation | Gen_BB012 | All large Solar PV | MW | ElectricEngagement | 0 | 0 | 0.043 | 0.064 | 0.085 | 0.107 | 0.108 | 0.109 | 0.111 | 0.113 | 0.114 | 0.116 | 0.118 | 0.119 | 0.121 | 0.123 | 0.125 | 0.127 | 0.129 | 0.13 | 0.132 | 0.134 | 0.135 | 0.137 | 0.138 | 0.14 | 0.141
Redbridge Supergrid 33kV | Solar Generation | Gen_BB012 | All large Solar PV | MW | HydrogenEvolution | 0 | 0 | 0.043 | 0.064 | 0.085 | 0.107 | 0.108 | 0.109 | 0.111 | 0.113 | 0.114 | 0.116 | 0.118 | 0.119 | 0.121 | 0.123 | 0.125 | 0.127 | 0.129 | 0.13 | 0.132 | 0.134 | 0.135 | 0.137 | 0.138 | 0.14 | 0.141
St Johns Wood 132kV | Solar Generation | Gen_BB012 | All large Solar PV | MW | HolisticTransition | 0 | 0.171 | 0.342 | 0.513 | 0.684 | 0.855 | 0.855 | 0.855 | 0.855 | 0.855 | 0.855 | 0.855 | 0.855 | 0.855 | 0.855 | 0.855 | 0.855 | 0.855 | 0.855 | 0.855 | 0.855 | 0.855 | 0.855 | 0.855 | 0.855 | 0.855 | 0.855
St Johns Wood 132kV | Solar Generation | Gen_BB012 | All large Solar PV | MW | FallingBehind | 0 | 0.038 | 0.076 | 0.114 | 0.152 | 0.19 | 0.19 | 0.19 | 0.19 | 0.19 | 0.19 | 0.19 | 0.19 | 0.19 | 0.19 | 0.19 | 0.19 | 0.19 | 0.19 | 0.19 | 0.19 | 0.19 | 0.19 | 0.19 | 0.19 | 0.19 | 0.19
St Johns Wood 132kV | Solar Generation | Gen_BB012 | All large Solar PV | MW | ElectricEngagement | 0 | 0.114 | 0.228 | 0.342 | 0.456 | 0.57 | 0.57 | 0.57 | 0.57 | 0.57 | 0.57 | 0.57 | 0.57 | 0.57 | 0.57 | 0.57 | 0.57 | 0.57 | 0.57 | 0.57 | 0.57 | 0.57 | 0.57 | 0.57 | 0.57 | 0.57 | 0.57
St Johns Wood 132kV | Solar Generation | Gen_BB012 | All large Solar PV | MW | HydrogenEvolution | 0 | 0.114 | 0.228 | 0.342 | 0.456 | 0.57 | 0.57 | 0.57 | 0.57 | 0.57 | 0.57 | 0.57 | 0.57 | 0.57 | 0.57 | 0.57 | 0.57 | 0.57 | 0.57 | 0.57 | 0.57 | 0.57 | 0.57 | 0.57 | 0.57 | 0.57 | 0.57
West Ham 132kV | Solar Generation | Gen_BB012 | All large Solar PV | MW | HolisticTransition | 1 | 1.321 | 1.643 | 1.964 | 2.286 | 2.607 | 2.607 | 2.607 | 2.607 | 2.607 | 2.607 | 2.607 | 2.607 | 2.607 | 2.607 | 2.607 | 2.607 | 2.607 | 2.607 | 2.607 | 2.607 | 2.607 | 2.607 | 2.607 | 2.607 | 2.607 | 2.607
West Ham 132kV | Solar Generation | Gen_BB012 | All large Solar PV | MW | FallingBehind | 1 | 1.071 | 1.143 | 1.214 | 1.286 | 1.357 | 1.357 | 1.357 | 1.357 | 1.357 | 1.357 | 1.357 | 1.357 | 1.357 | 1.357 | 1.357 | 1.357 | 1.357 | 1.357 | 1.357 | 1.357 | 1.357 | 1.357 | 1.357 | 1.357 | 1.357 | 1.357
West Ham 132kV | Solar Generation | Gen_BB012 | All large Solar PV | MW | ElectricEngagement | 1 | 1.214 | 1.429 | 1.643 | 1.857 | 2.071 | 2.071 | 2.071 | 2.071 | 2.071 | 2.071 | 2.071 | 2.071 | 2.071 | 2.071 | 2.071 | 2.071 | 2.071 | 2.071 | 2.071 | 2.071 | 2.071 | 2.071 | 2.071 | 2.071 | 2.071 | 2.071
West Ham 132kV | Solar Generation | Gen_BB012 | All large Solar PV | MW | HydrogenEvolution | 1 | 1.214 | 1.429 | 1.643 | 1.857 | 2.071 | 2.071 | 2.071 | 2.071 | 2.071 | 2.071 | 2.071 | 2.071 | 2.071 | 2.071 | 2.071 | 2.071 | 2.071 | 2.071 | 2.071 | 2.071 | 2.071 | 2.071 | 2.071 | 2.071 | 2.071 | 2.071
Willesden Grid 132kV | Solar Generation | Gen_BB012 | All large Solar PV | MW | HolisticTransition | 0.408 | 0.801 | 1.195 | 1.588 | 1.981 | 2.374 | 2.374 | 2.374 | 2.374 | 2.374 | 2.374 | 2.374 | 2.374 | 2.374 | 2.374 | 2.374 | 2.374 | 2.374 | 2.374 | 2.374 | 2.374 | 2.374 | 2.374 | 2.374 | 2.374 | 2.374 | 2.374
Willesden Grid 132kV | Solar Generation | Gen_BB012 | All large Solar PV | MW | FallingBehind | 0.408 | 0.496 | 0.583 | 0.67 | 0.758 | 0.845 | 0.845 | 0.845 | 0.845 | 0.845 | 0.845 | 0.845 | 0.845 | 0.845 | 0.845 | 0.845 | 0.845 | 0.845 | 0.845 | 0.845 | 0.845 | 0.845 | 0.845 | 0.845 | 0.845 | 0.845 | 0.845
Willesden Grid 132kV | Solar Generation | Gen_BB012 | All large Solar PV | MW | ElectricEngagement | 0.408 | 0.67 | 0.932 | 1.195 | 1.457 | 1.719 | 1.719 | 1.719 | 1.719 | 1.719 | 1.719 | 1.719 | 1.719 | 1.719 | 1.719 | 1.719 | 1.719 | 1.719 | 1.719 | 1.719 | 1.719 | 1.719 | 1.719 | 1.719 | 1.719 | 1.719 | 1.719
Willesden Grid 132kV | Solar Generation | Gen_BB012 | All large Solar PV | MW | HydrogenEvolution | 0.408 | 0.67 | 0.932 | 1.195 | 1.457 | 1.719 | 1.719 | 1.719 | 1.719 | 1.719 | 1.719 | 1.719 | 1.719 | 1.719 | 1.719 | 1.719 | 1.719 | 1.719 | 1.719 | 1.719 | 1.719 | 1.719 | 1.719 | 1.719 | 1.719 | 1.719 | 1.719
Willesden Grid 66 kV | Solar Generation | Gen_BB012 | All large Solar PV | MW | HolisticTransition | 0 | 0.032 | 0.063 | 0.095 | 0.126 | 0.158 | 0.158 | 0.158 | 0.158 | 0.158 | 0.158 | 0.158 | 0.158 | 0.158 | 0.158 | 0.158 | 0.158 | 0.158 | 0.158 | 0.158 | 0.158 | 0.158 | 0.158 | 0.158 | 0.158 | 0.158 | 0.158
Willesden Grid 66 kV | Solar Generation | Gen_BB012 | All large Solar PV | MW | FallingBehind | 0 | 0.007 | 0.014 | 0.021 | 0.028 | 0.035 | 0.035 | 0.035 | 0.035 | 0.035 | 0.035 | 0.035 | 0.035 | 0.035 | 0.035 | 0.035 | 0.035 | 0.035 | 0.035 | 0.035 | 0.035 | 0.035 | 0.035 | 0.035 | 0.035 | 0.035 | 0.035
Willesden Grid 66 kV | Solar Generation | Gen_BB012 | All large Solar PV | MW | ElectricEngagement | 0 | 0.021 | 0.042 | 0.063 | 0.084 | 0.105 | 0.105 | 0.105 | 0.105 | 0.105 | 0.105 | 0.105 | 0.105 | 0.105 | 0.105 | 0.105 | 0.105 | 0.105 | 0.105 | 0.105 | 0.105 | 0.105 | 0.105 | 0.105 | 0.105 | 0.105 | 0.105
Willesden Grid 66 kV | Solar Generation | Gen_BB012 | All large Solar PV | MW | HydrogenEvolution | 0 | 0.021 | 0.042 | 0.063 | 0.084 | 0.105 | 0.105 | 0.105 | 0.105 | 0.105 | 0.105 | 0.105 | 0.105 | 0.105 | 0.105 | 0.105 | 0.105 | 0.105 | 0.105 | 0.105 | 0.105 | 0.105 | 0.105 | 0.105 | 0.105 | 0.105 | 0.105
Wimbledon Grid South 3/4 | Solar Generation | Gen_BB012 | All large Solar PV | MW | HolisticTransition | 0.562 | 0.562 | 0.562 | 0.562 | 0.562 | 0.562 | 0.562 | 0.562 | 0.562 | 0.562 | 0.562 | 0.562 | 0.562 | 0.562 | 0.562 | 0.562 | 0.562 | 0.562 | 0.562 | 0.562 | 0.562 | 0.562 | 0.562 | 0.562 | 0.562 | 0.562 | 0.562
Wimbledon Grid South 3/4 | Solar Generation | Gen_BB012 | All large Solar PV | MW | FallingBehind | 0.562 | 0.562 | 0.562 | 0.562 | 0.562 | 0.562 | 0.562 | 0.562 | 0.562 | 0.562 | 0.562 | 0.562 | 0.562 | 0.562 | 0.562 | 0.562 | 0.562 | 0.562 | 0.562 | 0.562 | 0.562 | 0.562 | 0.562 | 0.562 | 0.562 | 0.562 | 0.562
Wimbledon Grid South 3/4 | Solar Generation | Gen_BB012 | All large Solar PV | MW | ElectricEngagement | 0.562 | 0.562 | 0.562 | 0.562 | 0.562 | 0.562 | 0.562 | 0.562 | 0.562 | 0.562 | 0.562 | 0.562 | 0.562 | 0.562 | 0.562 | 0.562 | 0.562 | 0.562 | 0.562 | 0.562 | 0.562 | 0.562 | 0.562 | 0.562 | 0.562 | 0.562 | 0.562
Wimbledon Grid South 3/4 | Solar Generation | Gen_BB012 | All large Solar PV | MW | HydrogenEvolution | 0.562 | 0.562 | 0.562 | 0.562 | 0.562 | 0.562 | 0.562 | 0.562 | 0.562 | 0.562 | 0.562 | 0.562 | 0.562 | 0.562 | 0.562 | 0.562 | 0.562 | 0.562 | 0.562 | 0.562 | 0.562 | 0.562 | 0.562 | 0.562 | 0.562 | 0.562 | 0.562
Acton Lane 22kV | Wind Generation | Gen_BB015 | Onshore Wind >= 1MW | MW | HolisticTransition | 0 | 0 | 0 | 0 | 0 | 0 | 0 | 0 | 0 | 0 | 0 | 0 | 0 | 0 | 0 | 0 | 0 | 0 | 0 | 0 | 0 | 0 | 0 | 0 | 0 | 0 | 0
Acton Lane 22kV | Wind Generation | Gen_BB015 | Onshore Wind >= 1MW | MW | FallingBehind | 0 | 0 | 0 | 0 | 0 | 0 | 0 | 0 | 0 | 0 | 0 | 0 | 0 | 0 | 0 | 0 | 0 | 0 | 0 | 0 | 0 | 0 | 0 | 0 | 0 | 0 | 0
Acton Lane 22kV | Wind Generation | Gen_BB015 | Onshore Wind >= 1MW | MW | ElectricEngagement | 0 | 0 | 0 | 0 | 0 | 0 | 0 | 0 | 0 | 0 | 0 | 0 | 0 | 0 | 0 | 0 | 0 | 0 | 0 | 0 | 0 | 0 | 0 | 0 | 0 | 0 | 0
Acton Lane 22kV | Wind Generation | Gen_BB015 | Onshore Wind >= 1MW | MW | HydrogenEvolution | 0 | 0 | 0 | 0 | 0 | 0 | 0 | 0 | 0 | 0 | 0 | 0 | 0 | 0 | 0 | 0 | 0 | 0 | 0 | 0 | 0 | 0 | 0 | 0 | 0 | 0 | 0
Barking 132kV GIS | Wind Generation | Gen_BB015 | Onshore Wind >= 1MW | MW | HolisticTransition | 0 | 0 | 0 | 0 | 0 | 0 | 0 | 0 | 0 | 0 | 0 | 0 | 0 | 0 | 0 | 0 | 0 | 0 | 0 | 0 | 0 | 0 | 0 | 0 | 0 | 0 | 0
Barking 132kV GIS | Wind Generation | Gen_BB015 | Onshore Wind >= 1MW | MW | FallingBehind | 0 | 0 | 0 | 0 | 0 | 0 | 0 | 0 | 0 | 0 | 0 | 0 | 0 | 0 | 0 | 0 | 0 | 0 | 0 | 0 | 0 | 0 | 0 | 0 | 0 | 0 | 0
Barking 132kV GIS | Wind Generation | Gen_BB015 | Onshore Wind >= 1MW | MW | ElectricEngagement | 0 | 0 | 0 | 0 | 0 | 0 | 0 | 0 | 0 | 0 | 0 | 0 | 0 | 0 | 0 | 0 | 0 | 0 | 0 | 0 | 0 | 0 | 0 | 0 | 0 | 0 | 0
Barking 132kV GIS | Wind Generation | Gen_BB015 | Onshore Wind >= 1MW | MW | HydrogenEvolution | 0 | 0 | 0 | 0 | 0 | 0 | 0 | 0 | 0 | 0 | 0 | 0 | 0 | 0 | 0 | 0 | 0 | 0 | 0 | 0 | 0 | 0 | 0 | 0 | 0 | 0 | 0
Barking West 33kV | Wind Generation | Gen_BB015 | Onshore Wind >= 1MW | MW | HolisticTransition | 0 | 0 | 0 | 0 | 0 | 0 | 0 | 0 | 0 | 0 | 0 | 0 | 0 | 0 | 0 | 0 | 0 | 0 | 0 | 0 | 0 | 0 | 0 | 0 | 0 | 0 | 0
Barking West 33kV | Wind Generation | Gen_BB015 | Onshore Wind >= 1MW | MW | FallingBehind | 0 | 0 | 0 | 0 | 0 | 0 | 0 | 0 | 0 | 0 | 0 | 0 | 0 | 0 | 0 | 0 | 0 | 0 | 0 | 0 | 0 | 0 | 0 | 0 | 0 | 0 | 0
Barking West 33kV | Wind Generation | Gen_BB015 | Onshore Wind >= 1MW | MW | ElectricEngagement | 0 | 0 | 0 | 0 | 0 | 0 | 0 | 0 | 0 | 0 | 0 | 0 | 0 | 0 | 0 | 0 | 0 | 0 | 0 | 0 | 0 | 0 | 0 | 0 | 0 | 0 | 0
Barking West 33kV | Wind Generation | Gen_BB015 | Onshore Wind >= 1MW | MW | HydrogenEvolution | 0 | 0 | 0 | 0 | 0 | 0 | 0 | 0 | 0 | 0 | 0 | 0 | 0 | 0 | 0 | 0 | 0 | 0 | 0 | 0 | 0 | 0 | 0 | 0 | 0 | 0 | 0
Beddington 132kV Hurst 132kV | Wind Generation | Gen_BB015 | Onshore Wind >= 1MW | MW | HolisticTransition | 0 | 0 | 0 | 0 | 0 | 0 | 0.007 | 0.016 | 0.028 | 0.039 | 0.046 | 0.057 | 0.065 | 0.074 | 0.084 | 0.095 | 0.105 | 0.113 | 0.125 | 0.135 | 0.144 | 0.153 | 0.165 | 0.175 | 0.185 | 0.197 | 0.208
Beddington 132kV Hurst 132kV | Wind Generation | Gen_BB015 | Onshore Wind >= 1MW | MW | FallingBehind | 0 | 0 | 0 | 0 | 0 | 0 | 0.007 | 0.016 | 0.028 | 0.039 | 0.046 | 0.057 | 0.065 | 0.074 | 0.084 | 0.095 | 0.105 | 0.113 | 0.125 | 0.135 | 0.144 | 0.153 | 0.165 | 0.175 | 0.185 | 0.197 | 0.208
Beddington 132kV Hurst 132kV | Wind Generation | Gen_BB015 | Onshore Wind >= 1MW | MW | ElectricEngagement | 0 | 0 | 0 | 0 | 0 | 0 | 0.025 | 0.053 | 0.08 | 0.108 | 0.154 | 0.192 | 0.229 | 0.27 | 0.312 | 0.358 | 0.403 | 0.464 | 0.507 | 0.555 | 0.591 | 0.628 | 0.648 | 0.651 | 0.657 | 0.659 | 0.659
Beddington 132kV Hurst 132kV | Wind Generation | Gen_BB015 | Onshore Wind >= 1MW | MW | HydrogenEvolution | 0 | 0 | 0 | 0 | 0 | 0 | 0.007 | 0.016 | 0.028 | 0.039 | 0.046 | 0.057 | 0.065 | 0.074 | 0.084 | 0.095 | 0.105 | 0.113 | 0.125 | 0.135 | 0.144 | 0.153 | 0.165 | 0.175 | 0.185 | 0.197 | 0.208
Bengeworth Road 132kV GIS | Wind Generation | Gen_BB015 | Onshore Wind >= 1MW | MW | HolisticTransition | 0 | 0 | 0 | 0 | 0 | 0 | 0 | 0 | 0 | 0 | 0 | 0 | 0 | 0 | 0 | 0 | 0 | 0 | 0 | 0 | 0 | 0 | 0 | 0 | 0 | 0 | 0
Bengeworth Road 132kV GIS | Wind Generation | Gen_BB015 | Onshore Wind >= 1MW | MW | FallingBehind | 0 | 0 | 0 | 0 | 0 | 0 | 0 | 0 | 0 | 0 | 0 | 0 | 0 | 0 | 0 | 0 | 0 | 0 | 0 | 0 | 0 | 0 | 0 | 0 | 0 | 0 | 0
Bengeworth Road 132kV GIS | Wind Generation | Gen_BB015 | Onshore Wind >= 1MW | MW | ElectricEngagement | 0 | 0 | 0 | 0 | 0 | 0 | 0 | 0 | 0 | 0 | 0 | 0 | 0 | 0 | 0 | 0 | 0 | 0 | 0 | 0 | 0 | 0 | 0 | 0 | 0 | 0 | 0
Bengeworth Road 132kV GIS | Wind Generation | Gen_BB015 | Onshore Wind >= 1MW | MW | HydrogenEvolution | 0 | 0 | 0 | 0 | 0 | 0 | 0 | 0 | 0 | 0 | 0 | 0 | 0 | 0 | 0 | 0 | 0 | 0 | 0 | 0 | 0 | 0 | 0 | 0 | 0 | 0 | 0
Brimsdown | Wind Generation | Gen_BB015 | Onshore Wind >= 1MW | MW | HolisticTransition | 0 | 0 | 0 | 0 | 0 | 0 | 0 | 0 | 0 | 0 | 0 | 0.001 | 0.001 | 0.001 | 0.001 | 0.001 | 0.001 | 0.001 | 0.001 | 0.001 | 0.001 | 0.001 | 0.001 | 0.002 | 0.002 | 0.002 | 0.002
Brimsdown | Wind Generation | Gen_BB015 | Onshore Wind >= 1MW | MW | FallingBehind | 0 | 0 | 0 | 0 | 0 | 0 | 0 | 0 | 0 | 0 | 0 | 0.001 | 0.001 | 0.001 | 0.001 | 0.001 | 0.001 | 0.001 | 0.001 | 0.001 | 0.001 | 0.001 | 0.001 | 0.002 | 0.002 | 0.002 | 0.002
Brimsdown | Wind Generation | Gen_BB015 | Onshore Wind >= 1MW | MW | ElectricEngagement | 0 | 0 | 0 | 0 | 0 | 0 | 0 | 0.001 | 0.001 | 0.001 | 0.002 | 0.002 | 0.002 | 0.003 | 0.003 | 0.004 | 0.004 | 0.005 | 0.005 | 0.006 | 0.006 | 0.006 | 0.007 | 0.007 | 0.007 | 0.007 | 0.007
Brimsdown | Wind Generation | Gen_BB015 | Onshore Wind >= 1MW | MW | HydrogenEvolution | 0 | 0 | 0 | 0 | 0 | 0 | 0 | 0 | 0 | 0 | 0 | 0.001 | 0.001 | 0.001 | 0.001 | 0.001 | 0.001 | 0.001 | 0.001 | 0.001 | 0.001 | 0.001 | 0.001 | 0.002 | 0.002 | 0.002 | 0.002
City Road 132kV | Wind Generation | Gen_BB015 | Onshore Wind >= 1MW | MW | HolisticTransition | 0 | 0 | 0 | 0 | 0 | 0 | 0 | 0 | 0 | 0 | 0 | 0 | 0 | 0 | 0 | 0 | 0 | 0 | 0 | 0 | 0 | 0 | 0 | 0 | 0 | 0 | 0
City Road 132kV | Wind Generation | Gen_BB015 | Onshore Wind >= 1MW | MW | FallingBehind | 0 | 0 | 0 | 0 | 0 | 0 | 0 | 0 | 0 | 0 | 0 | 0 | 0 | 0 | 0 | 0 | 0 | 0 | 0 | 0 | 0 | 0 | 0 | 0 | 0 | 0 | 0
City Road 132kV | Wind Generation | Gen_BB015 | Onshore Wind >= 1MW | MW | ElectricEngagement | 0 | 0 | 0 | 0 | 0 | 0 | 0 | 0 | 0 | 0 | 0 | 0 | 0 | 0 | 0 | 0 | 0 | 0 | 0 | 0 | 0 | 0 | 0 | 0 | 0 | 0 | 0
City Road 132kV | Wind Generation | Gen_BB015 | Onshore Wind >= 1MW | MW | HydrogenEvolution | 0 | 0 | 0 | 0 | 0 | 0 | 0 | 0 | 0 | 0 | 0 | 0 | 0 | 0 | 0 | 0 | 0 | 0 | 0 | 0 | 0 | 0 | 0 | 0 | 0 | 0 | 0
Hackney 132kV | Wind Generation | Gen_BB015 | Onshore Wind >= 1MW | MW | HolisticTransition | 0 | 0 | 0 | 0 | 0 | 0 | 0 | 0 | 0 | 0 | 0 | 0 | 0 | 0 | 0 | 0 | 0 | 0 | 0 | 0 | 0 | 0 | 0 | 0 | 0 | 0 | 0
Hackney 132kV | Wind Generation | Gen_BB015 | Onshore Wind >= 1MW | MW | FallingBehind | 0 | 0 | 0 | 0 | 0 | 0 | 0 | 0 | 0 | 0 | 0 | 0 | 0 | 0 | 0 | 0 | 0 | 0 | 0 | 0 | 0 | 0 | 0 | 0 | 0 | 0 | 0
Hackney 132kV | Wind Generation | Gen_BB015 | Onshore Wind >= 1MW | MW | ElectricEngagement | 0 | 0 | 0 | 0 | 0 | 0 | 0 | 0 | 0 | 0 | 0 | 0 | 0 | 0 | 0 | 0 | 0 | 0 | 0 | 0 | 0 | 0 | 0 | 0 | 0 | 0 | 0
Hackney 132kV | Wind Generation | Gen_BB015 | Onshore Wind >= 1MW | MW | HydrogenEvolution | 0 | 0 | 0 | 0 | 0 | 0 | 0 | 0 | 0 | 0 | 0 | 0 | 0 | 0 | 0 | 0 | 0 | 0 | 0 | 0 | 0 | 0 | 0 | 0 | 0 | 0 | 0
Hackney Supergrid 66kV | Wind Generation | Gen_BB015 | Onshore Wind >= 1MW | MW | HolisticTransition | 0 | 0 | 0 | 0 | 0 | 0 | 0 | 0 | 0 | 0 | 0 | 0 | 0 | 0 | 0 | 0 | 0 | 0 | 0 | 0 | 0 | 0 | 0 | 0 | 0 | 0 | 0
Hackney Supergrid 66kV | Wind Generation | Gen_BB015 | Onshore Wind >= 1MW | MW | FallingBehind | 0 | 0 | 0 | 0 | 0 | 0 | 0 | 0 | 0 | 0 | 0 | 0 | 0 | 0 | 0 | 0 | 0 | 0 | 0 | 0 | 0 | 0 | 0 | 0 | 0 | 0 | 0
Hackney Supergrid 66kV | Wind Generation | Gen_BB015 | Onshore Wind >= 1MW | MW | ElectricEngagement | 0 | 0 | 0 | 0 | 0 | 0 | 0 | 0 | 0 | 0 | 0 | 0 | 0 | 0 | 0 | 0 | 0 | 0 | 0 | 0 | 0 | 0 | 0 | 0 | 0 | 0 | 0
Hackney Supergrid 66kV | Wind Generation | Gen_BB015 | Onshore Wind >= 1MW | MW | HydrogenEvolution | 0 | 0 | 0 | 0 | 0 | 0 | 0 | 0 | 0 | 0 | 0 | 0 | 0 | 0 | 0 | 0 | 0 | 0 | 0 | 0 | 0 | 0 | 0 | 0 | 0 | 0 | 0
Islington 132kV | Wind Generation | Gen_BB015 | Onshore Wind >= 1MW | MW | HolisticTransition | 0 | 0 | 0 | 0 | 0 | 0 | 0 | 0 | 0 | 0 | 0 | 0 | 0 | 0 | 0 | 0 | 0 | 0 | 0 | 0 | 0 | 0 | 0 | 0 | 0 | 0 | 0
Islington 132kV | Wind Generation | Gen_BB015 | Onshore Wind >= 1MW | MW | FallingBehind | 0 | 0 | 0 | 0 | 0 | 0 | 0 | 0 | 0 | 0 | 0 | 0 | 0 | 0 | 0 | 0 | 0 | 0 | 0 | 0 | 0 | 0 | 0 | 0 | 0 | 0 | 0
Islington 132kV | Wind Generation | Gen_BB015 | Onshore Wind >= 1MW | MW | ElectricEngagement | 0 | 0 | 0 | 0 | 0 | 0 | 0 | 0 | 0 | 0 | 0 | 0 | 0 | 0 | 0 | 0 | 0 | 0 | 0 | 0 | 0 | 0 | 0 | 0 | 0 | 0 | 0
Islington 132kV | Wind Generation | Gen_BB015 | Onshore Wind >= 1MW | MW | HydrogenEvolution | 0 | 0 | 0 | 0 | 0 | 0 | 0 | 0 | 0 | 0 | 0 | 0 | 0 | 0 | 0 | 0 | 0 | 0 | 0 | 0 | 0 | 0 | 0 | 0 | 0 | 0 | 0
Littlebrook 132kV | Wind Generation | Gen_BB015 | Onshore Wind >= 1MW | MW | HolisticTransition | 0 | 0 | 0 | 0 | 0 | 0 | 0.001 | 0.001 | 0.002 | 0.003 | 0.004 | 0.004 | 0.005 | 0.006 | 0.007 | 0.009 | 0.009 | 0.01 | 0.011 | 0.011 | 0.012 | 0.013 | 0.014 | 0.015 | 0.015 | 0.016 | 0.017
Littlebrook 132kV | Wind Generation | Gen_BB015 | Onshore Wind >= 1MW | MW | FallingBehind | 0 | 0 | 0 | 0 | 0 | 0 | 0.001 | 0.001 | 0.002 | 0.003 | 0.004 | 0.004 | 0.005 | 0.006 | 0.007 | 0.009 | 0.009 | 0.01 | 0.011 | 0.011 | 0.012 | 0.013 | 0.014 | 0.015 | 0.015 | 0.016 | 0.017
Littlebrook 132kV | Wind Generation | Gen_BB015 | Onshore Wind >= 1MW | MW | ElectricEngagement | 0 | 0 | 0 | 0 | 0 | 0 | 0.002 | 0.004 | 0.007 | 0.009 | 0.013 | 0.016 | 0.02 | 0.023 | 0.027 | 0.03 | 0.034 | 0.038 | 0.043 | 0.047 | 0.049 | 0.053 | 0.054 | 0.056 | 0.056 | 0.056 | 0.056
Littlebrook 132kV | Wind Generation | Gen_BB015 | Onshore Wind >= 1MW | MW | HydrogenEvolution | 0 | 0 | 0 | 0 | 0 | 0 | 0.001 | 0.001 | 0.002 | 0.003 | 0.004 | 0.004 | 0.005 | 0.006 | 0.007 | 0.009 | 0.009 | 0.01 | 0.011 | 0.011 | 0.012 | 0.013 | 0.014 | 0.015 | 0.015 | 0.016 | 0.017
Lodge Road 66kV | Wind Generation | Gen_BB015 | Onshore Wind >= 1MW | MW | HolisticTransition | 0 | 0 | 0 | 0 | 0 | 0 | 0 | 0 | 0 | 0 | 0 | 0 | 0 | 0 | 0 | 0 | 0 | 0 | 0 | 0 | 0 | 0 | 0 | 0 | 0 | 0 | 0
Lodge Road 66kV | Wind Generation | Gen_BB015 | Onshore Wind >= 1MW | MW | FallingBehind | 0 | 0 | 0 | 0 | 0 | 0 | 0 | 0 | 0 | 0 | 0 | 0 | 0 | 0 | 0 | 0 | 0 | 0 | 0 | 0 | 0 | 0 | 0 | 0 | 0 | 0 | 0
Lodge Road 66kV | Wind Generation | Gen_BB015 | Onshore Wind >= 1MW | MW | ElectricEngagement | 0 | 0 | 0 | 0 | 0 | 0 | 0 | 0 | 0 | 0 | 0 | 0 | 0 | 0 | 0 | 0 | 0 | 0 | 0 | 0 | 0 | 0 | 0 | 0 | 0 | 0 | 0
Lodge Road 66kV | Wind Generation | Gen_BB015 | Onshore Wind >= 1MW | MW | HydrogenEvolution | 0 | 0 | 0 | 0 | 0 | 0 | 0 | 0 | 0 | 0 | 0 | 0 | 0 | 0 | 0 | 0 | 0 | 0 | 0 | 0 | 0 | 0 | 0 | 0 | 0 | 0 | 0
New Cross 132kV | Wind Generation | Gen_BB015 | Onshore Wind >= 1MW | MW | HolisticTransition | 0 | 0 | 0 | 0 | 0 | 0 | 0 | 0 | 0 | 0 | 0 | 0 | 0 | 0 | 0 | 0 | 0 | 0 | 0 | 0 | 0 | 0 | 0 | 0 | 0 | 0 | 0
New Cross 132kV | Wind Generation | Gen_BB015 | Onshore Wind >= 1MW | MW | FallingBehind | 0 | 0 | 0 | 0 | 0 | 0 | 0 | 0 | 0 | 0 | 0 | 0 | 0 | 0 | 0 | 0 | 0 | 0 | 0 | 0 | 0 | 0 | 0 | 0 | 0 | 0 | 0
New Cross 132kV | Wind Generation | Gen_BB015 | Onshore Wind >= 1MW | MW | ElectricEngagement | 0 | 0 | 0 | 0 | 0 | 0 | 0 | 0 | 0 | 0 | 0 | 0 | 0 | 0 | 0 | 0 | 0 | 0 | 0 | 0 | 0 | 0 | 0 | 0 | 0 | 0 | 0
New Cross 132kV | Wind Generation | Gen_BB015 | Onshore Wind >= 1MW | MW | HydrogenEvolution | 0 | 0 | 0 | 0 | 0 | 0 | 0 | 0 | 0 | 0 | 0 | 0 | 0 | 0 | 0 | 0 | 0 | 0 | 0 | 0 | 0 | 0 | 0 | 0 | 0 | 0 | 0
New Cross 132kV to Wimbledon 1 and 2 132kV | Wind Generation | Gen_BB015 | Onshore Wind >= 1MW | MW | HolisticTransition | 0 | 0 | 0 | 0 | 0 | 0 | 0 | 0 | 0 | 0 | 0 | 0 | 0 | 0 | 0 | 0 | 0 | 0 | 0 | 0 | 0 | 0 | 0 | 0 | 0 | 0 | 0
New Cross 132kV to Wimbledon 1 and 2 132kV | Wind Generation | Gen_BB015 | Onshore Wind >= 1MW | MW | FallingBehind | 0 | 0 | 0 | 0 | 0 | 0 | 0 | 0 | 0 | 0 | 0 | 0 | 0 | 0 | 0 | 0 | 0 | 0 | 0 | 0 | 0 | 0 | 0 | 0 | 0 | 0 | 0
New Cross 132kV to Wimbledon 1 and 2 132kV | Wind Generation | Gen_BB015 | Onshore Wind >= 1MW | MW | ElectricEngagement | 0 | 0 | 0 | 0 | 0 | 0 | 0 | 0 | 0 | 0 | 0 | 0 | 0 | 0 | 0 | 0 | 0 | 0 | 0 | 0 | 0 | 0 | 0 | 0 | 0 | 0 | 0
New Cross 132kV to Wimbledon 1 and 2 132kV | Wind Generation | Gen_BB015 | Onshore Wind >= 1MW | MW | HydrogenEvolution | 0 | 0 | 0 | 0 | 0 | 0 | 0 | 0 | 0 | 0 | 0 | 0 | 0 | 0 | 0 | 0 | 0 | 0 | 0 | 0 | 0 | 0 | 0 | 0 | 0 | 0 | 0
New Cross 66kV | Wind Generation | Gen_BB015 | Onshore Wind >= 1MW | MW | HolisticTransition | 0 | 0 | 0 | 0 | 0 | 0 | 0 | 0 | 0 | 0 | 0 | 0 | 0 | 0 | 0 | 0 | 0 | 0 | 0 | 0 | 0 | 0 | 0 | 0 | 0 | 0 | 0
New Cross 66kV | Wind Generation | Gen_BB015 | Onshore Wind >= 1MW | MW | FallingBehind | 0 | 0 | 0 | 0 | 0 | 0 | 0 | 0 | 0 | 0 | 0 | 0 | 0 | 0 | 0 | 0 | 0 | 0 | 0 | 0 | 0 | 0 | 0 | 0 | 0 | 0 | 0
New Cross 66kV | Wind Generation | Gen_BB015 | Onshore Wind >= 1MW | MW | ElectricEngagement | 0 | 0 | 0 | 0 | 0 | 0 | 0 | 0 | 0 | 0 | 0 | 0 | 0 | 0 | 0 | 0 | 0 | 0 | 0 | 0 | 0 | 0 | 0 | 0 | 0 | 0 | 0
New Cross 66kV | Wind Generation | Gen_BB015 | Onshore Wind >= 1MW | MW | HydrogenEvolution | 0 | 0 | 0 | 0 | 0 | 0 | 0 | 0 | 0 | 0 | 0 | 0 | 0 | 0 | 0 | 0 | 0 | 0 | 0 | 0 | 0 | 0 | 0 | 0 | 0 | 0 | 0
Redbridge Supergrid 33kV | Wind Generation | Gen_BB015 | Onshore Wind >= 1MW | MW | HolisticTransition | 0 | 0 | 0 | 0 | 0 | 0 | 0 | 0 | 0 | 0 | 0 | 0.001 | 0.001 | 0.001 | 0.001 | 0.001 | 0.001 | 0.001 | 0.001 | 0.001 | 0.001 | 0.001 | 0.002 | 0.002 | 0.002 | 0.002 | 0.002
Redbridge Supergrid 33kV | Wind Generation | Gen_BB015 | Onshore Wind >= 1MW | MW | FallingBehind | 0 | 0 | 0 | 0 | 0 | 0 | 0 | 0 | 0 | 0 | 0 | 0.001 | 0.001 | 0.001 | 0.001 | 0.001 | 0.001 | 0.001 | 0.001 | 0.001 | 0.001 | 0.001 | 0.002 | 0.002 | 0.002 | 0.002 | 0.002
Redbridge Supergrid 33kV | Wind Generation | Gen_BB015 | Onshore Wind >= 1MW | MW | ElectricEngagement | 0 | 0 | 0 | 0 | 0 | 0 | 0 | 0.001 | 0.001 | 0.001 | 0.002 | 0.002 | 0.002 | 0.003 | 0.003 | 0.004 | 0.004 | 0.005 | 0.005 | 0.006 | 0.006 | 0.006 | 0.007 | 0.007 | 0.007 | 0.007 | 0.007
Redbridge Supergrid 33kV | Wind Generation | Gen_BB015 | Onshore Wind >= 1MW | MW | HydrogenEvolution | 0 | 0 | 0 | 0 | 0 | 0 | 0 | 0 | 0 | 0 | 0 | 0.001 | 0.001 | 0.001 | 0.001 | 0.001 | 0.001 | 0.001 | 0.001 | 0.001 | 0.001 | 0.001 | 0.002 | 0.002 | 0.002 | 0.002 | 0.002
St Johns Wood 132kV | Wind Generation | Gen_BB015 | Onshore Wind >= 1MW | MW | HolisticTransition | 0 | 0 | 0 | 0 | 0 | 0 | 0 | 0 | 0 | 0 | 0 | 0 | 0 | 0 | 0 | 0 | 0 | 0 | 0 | 0 | 0 | 0 | 0 | 0 | 0 | 0 | 0
St Johns Wood 132kV | Wind Generation | Gen_BB015 | Onshore Wind >= 1MW | MW | FallingBehind | 0 | 0 | 0 | 0 | 0 | 0 | 0 | 0 | 0 | 0 | 0 | 0 | 0 | 0 | 0 | 0 | 0 | 0 | 0 | 0 | 0 | 0 | 0 | 0 | 0 | 0 | 0
St Johns Wood 132kV | Wind Generation | Gen_BB015 | Onshore Wind >= 1MW | MW | ElectricEngagement | 0 | 0 | 0 | 0 | 0 | 0 | 0 | 0 | 0 | 0 | 0 | 0 | 0 | 0 | 0 | 0 | 0 | 0 | 0 | 0 | 0 | 0 | 0 | 0 | 0 | 0 | 0
St Johns Wood 132kV | Wind Generation | Gen_BB015 | Onshore Wind >= 1MW | MW | HydrogenEvolution | 0 | 0 | 0 | 0 | 0 | 0 | 0 | 0 | 0 | 0 | 0 | 0 | 0 | 0 | 0 | 0 | 0 | 0 | 0 | 0 | 0 | 0 | 0 | 0 | 0 | 0 | 0
West Ham 132kV | Wind Generation | Gen_BB015 | Onshore Wind >= 1MW | MW | HolisticTransition | 0 | 0 | 0 | 0 | 0 | 0 | 0 | 0 | 0 | 0 | 0 | 0 | 0 | 0 | 0 | 0 | 0 | 0 | 0 | 0 | 0 | 0 | 0 | 0 | 0 | 0 | 0
West Ham 132kV | Wind Generation | Gen_BB015 | Onshore Wind >= 1MW | MW | FallingBehind | 0 | 0 | 0 | 0 | 0 | 0 | 0 | 0 | 0 | 0 | 0 | 0 | 0 | 0 | 0 | 0 | 0 | 0 | 0 | 0 | 0 | 0 | 0 | 0 | 0 | 0 | 0
West Ham 132kV | Wind Generation | Gen_BB015 | Onshore Wind >= 1MW | MW | ElectricEngagement | 0 | 0 | 0 | 0 | 0 | 0 | 0 | 0 | 0 | 0 | 0 | 0 | 0 | 0 | 0 | 0 | 0 | 0 | 0 | 0 | 0 | 0 | 0 | 0 | 0 | 0 | 0
West Ham 132kV | Wind Generation | Gen_BB015 | Onshore Wind >= 1MW | MW | HydrogenEvolution | 0 | 0 | 0 | 0 | 0 | 0 | 0 | 0 | 0 | 0 | 0 | 0 | 0 | 0 | 0 | 0 | 0 | 0 | 0 | 0 | 0 | 0 | 0 | 0 | 0 | 0 | 0
Willesden Grid 132kV | Wind Generation | Gen_BB015 | Onshore Wind >= 1MW | MW | HolisticTransition | 0 | 0 | 0 | 0 | 0 | 0 | 0 | 0 | 0 | 0 | 0 | 0 | 0 | 0 | 0 | 0 | 0 | 0 | 0 | 0 | 0 | 0 | 0 | 0 | 0 | 0 | 0
Willesden Grid 132kV | Wind Generation | Gen_BB015 | Onshore Wind >= 1MW | MW | FallingBehind | 0 | 0 | 0 | 0 | 0 | 0 | 0 | 0 | 0 | 0 | 0 | 0 | 0 | 0 | 0 | 0 | 0 | 0 | 0 | 0 | 0 | 0 | 0 | 0 | 0 | 0 | 0
Willesden Grid 132kV | Wind Generation | Gen_BB015 | Onshore Wind >= 1MW | MW | ElectricEngagement | 0 | 0 | 0 | 0 | 0 | 0 | 0 | 0 | 0 | 0 | 0 | 0 | 0 | 0 | 0 | 0 | 0 | 0 | 0 | 0 | 0 | 0 | 0 | 0 | 0 | 0 | 0
Willesden Grid 132kV | Wind Generation | Gen_BB015 | Onshore Wind >= 1MW | MW | HydrogenEvolution | 0 | 0 | 0 | 0 | 0 | 0 | 0 | 0 | 0 | 0 | 0 | 0 | 0 | 0 | 0 | 0 | 0 | 0 | 0 | 0 | 0 | 0 | 0 | 0 | 0 | 0 | 0
Willesden Grid 66 kV | Wind Generation | Gen_BB015 | Onshore Wind >= 1MW | MW | HolisticTransition | 0 | 0 | 0 | 0 | 0 | 0 | 0 | 0 | 0 | 0 | 0 | 0 | 0 | 0 | 0 | 0 | 0 | 0 | 0 | 0 | 0 | 0 | 0 | 0 | 0 | 0 | 0
Willesden Grid 66 kV | Wind Generation | Gen_BB015 | Onshore Wind >= 1MW | MW | FallingBehind | 0 | 0 | 0 | 0 | 0 | 0 | 0 | 0 | 0 | 0 | 0 | 0 | 0 | 0 | 0 | 0 | 0 | 0 | 0 | 0 | 0 | 0 | 0 | 0 | 0 | 0 | 0
Willesden Grid 66 kV | Wind Generation | Gen_BB015 | Onshore Wind >= 1MW | MW | ElectricEngagement | 0 | 0 | 0 | 0 | 0 | 0 | 0 | 0 | 0 | 0 | 0 | 0 | 0 | 0 | 0 | 0 | 0 | 0 | 0 | 0 | 0 | 0 | 0 | 0 | 0 | 0 | 0
Willesden Grid 66 kV | Wind Generation | Gen_BB015 | Onshore Wind >= 1MW | MW | HydrogenEvolution | 0 | 0 | 0 | 0 | 0 | 0 | 0 | 0 | 0 | 0 | 0 | 0 | 0 | 0 | 0 | 0 | 0 | 0 | 0 | 0 | 0 | 0 | 0 | 0 | 0 | 0 | 0
Wimbledon Grid South 3/4 | Wind Generation | Gen_BB015 | Onshore Wind >= 1MW | MW | HolisticTransition | 0 | 0 | 0 | 0 | 0 | 0 | 0 | 0 | 0 | 0 | 0 | 0 | 0 | 0 | 0 | 0 | 0 | 0 | 0 | 0 | 0 | 0 | 0 | 0 | 0 | 0 | 0
Wimbledon Grid South 3/4 | Wind Generation | Gen_BB015 | Onshore Wind >= 1MW | MW | FallingBehind | 0 | 0 | 0 | 0 | 0 | 0 | 0 | 0 | 0 | 0 | 0 | 0 | 0 | 0 | 0 | 0 | 0 | 0 | 0 | 0 | 0 | 0 | 0 | 0 | 0 | 0 | 0
Wimbledon Grid South 3/4 | Wind Generation | Gen_BB015 | Onshore Wind >= 1MW | MW | ElectricEngagement | 0 | 0 | 0 | 0 | 0 | 0 | 0 | 0 | 0 | 0 | 0 | 0 | 0 | 0 | 0 | 0 | 0 | 0 | 0 | 0 | 0 | 0 | 0 | 0 | 0 | 0 | 0
Wimbledon Grid South 3/4 | Wind Generation | Gen_BB015 | Onshore Wind >= 1MW | MW | HydrogenEvolution | 0 | 0 | 0 | 0 | 0 | 0 | 0 | 0 | 0 | 0 | 0 | 0 | 0 | 0 | 0 | 0 | 0 | 0 | 0 | 0 | 0 | 0 | 0 | 0 | 0 | 0 | 0
Acton Lane 22kV | Wind Generation | Gen_BB016 | Onshore Wind < 1MW | MW | HolisticTransition | 0 | 0 | 0 | 0 | 0 | 0 | 0 | 0 | 0 | 0 | 0 | 0 | 0 | 0 | 0 | 0 | 0 | 0 | 0 | 0 | 0 | 0 | 0 | 0 | 0 | 0 | 0
Acton Lane 22kV | Wind Generation | Gen_BB016 | Onshore Wind < 1MW | MW | FallingBehind | 0 | 0 | 0 | 0 | 0 | 0 | 0 | 0 | 0 | 0 | 0 | 0 | 0 | 0 | 0 | 0 | 0 | 0 | 0 | 0 | 0 | 0 | 0 | 0 | 0 | 0 | 0
Acton Lane 22kV | Wind Generation | Gen_BB016 | Onshore Wind < 1MW | MW | ElectricEngagement | 0 | 0 | 0 | 0 | 0 | 0 | 0 | 0 | 0 | 0 | 0 | 0 | 0 | 0 | 0 | 0 | 0 | 0 | 0 | 0 | 0 | 0 | 0 | 0 | 0 | 0 | 0
Acton Lane 22kV | Wind Generation | Gen_BB016 | Onshore Wind < 1MW | MW | HydrogenEvolution | 0 | 0 | 0 | 0 | 0 | 0 | 0 | 0 | 0 | 0 | 0 | 0 | 0 | 0 | 0 | 0 | 0 | 0 | 0 | 0 | 0 | 0 | 0 | 0 | 0 | 0 | 0
Barking 132kV GIS | Wind Generation | Gen_BB016 | Onshore Wind < 1MW | MW | HolisticTransition | 0 | 0 | 0 | 0 | 0 | 0 | 0 | 0 | 0 | 0 | 0 | 0 | 0 | 0 | 0 | 0 | 0 | 0 | 0 | 0 | 0 | 0 | 0 | 0 | 0 | 0 | 0
Barking 132kV GIS | Wind Generation | Gen_BB016 | Onshore Wind < 1MW | MW | FallingBehind | 0 | 0 | 0 | 0 | 0 | 0 | 0 | 0 | 0 | 0 | 0 | 0 | 0 | 0 | 0 | 0 | 0 | 0 | 0 | 0 | 0 | 0 | 0 | 0 | 0 | 0 | 0
Barking 132kV GIS | Wind Generation | Gen_BB016 | Onshore Wind < 1MW | MW | ElectricEngagement | 0 | 0 | 0 | 0 | 0 | 0 | 0 | 0 | 0 | 0 | 0 | 0 | 0 | 0 | 0 | 0 | 0 | 0 | 0 | 0 | 0 | 0 | 0 | 0 | 0 | 0 | 0
Barking 132kV GIS | Wind Generation | Gen_BB016 | Onshore Wind < 1MW | MW | HydrogenEvolution | 0 | 0 | 0 | 0 | 0 | 0 | 0 | 0 | 0 | 0 | 0 | 0 | 0 | 0 | 0 | 0 | 0 | 0 | 0 | 0 | 0 | 0 | 0 | 0 | 0 | 0 | 0
Barking West 33kV | Wind Generation | Gen_BB016 | Onshore Wind < 1MW | MW | HolisticTransition | 0 | 0 | 0 | 0 | 0 | 0 | 0 | 0 | 0 | 0 | 0 | 0 | 0 | 0 | 0 | 0 | 0 | 0 | 0 | 0 | 0 | 0 | 0 | 0 | 0 | 0 | 0
Barking West 33kV | Wind Generation | Gen_BB016 | Onshore Wind < 1MW | MW | FallingBehind | 0 | 0 | 0 | 0 | 0 | 0 | 0 | 0 | 0 | 0 | 0 | 0 | 0 | 0 | 0 | 0 | 0 | 0 | 0 | 0 | 0 | 0 | 0 | 0 | 0 | 0 | 0
Barking West 33kV | Wind Generation | Gen_BB016 | Onshore Wind < 1MW | MW | ElectricEngagement | 0 | 0 | 0 | 0 | 0 | 0 | 0 | 0 | 0 | 0 | 0 | 0 | 0 | 0 | 0 | 0 | 0 | 0 | 0 | 0 | 0 | 0 | 0 | 0 | 0 | 0 | 0
Barking West 33kV | Wind Generation | Gen_BB016 | Onshore Wind < 1MW | MW | HydrogenEvolution | 0 | 0 | 0 | 0 | 0 | 0 | 0 | 0 | 0 | 0 | 0 | 0 | 0 | 0 | 0 | 0 | 0 | 0 | 0 | 0 | 0 | 0 | 0 | 0 | 0 | 0 | 0
Beddington 132kV Hurst 132kV | Wind Generation | Gen_BB016 | Onshore Wind < 1MW | MW | HolisticTransition | 0 | 0 | 0 | 0 | 0 | 0 | 0.001 | 0.002 | 0.003 | 0.005 | 0.006 | 0.007 | 0.008 | 0.009 | 0.011 | 0.012 | 0.013 | 0.014 | 0.016 | 0.017 | 0.018 | 0.019 | 0.021 | 0.022 | 0.023 | 0.025 | 0.026
Beddington 132kV Hurst 132kV | Wind Generation | Gen_BB016 | Onshore Wind < 1MW | MW | FallingBehind | 0 | 0 | 0 | 0 | 0 | 0 | 0.001 | 0.002 | 0.003 | 0.005 | 0.006 | 0.007 | 0.008 | 0.009 | 0.011 | 0.012 | 0.013 | 0.014 | 0.016 | 0.017 | 0.018 | 0.019 | 0.021 | 0.022 | 0.023 | 0.025 | 0.026
Beddington 132kV Hurst 132kV | Wind Generation | Gen_BB016 | Onshore Wind < 1MW | MW | ElectricEngagement | 0 | 0 | 0 | 0 | 0 | 0 | 0.003 | 0.007 | 0.01 | 0.014 | 0.019 | 0.024 | 0.029 | 0.034 | 0.039 | 0.045 | 0.05 | 0.058 | 0.063 | 0.069 | 0.074 | 0.079 | 0.081 | 0.081 | 0.082 | 0.082 | 0.082
Beddington 132kV Hurst 132kV | Wind Generation | Gen_BB016 | Onshore Wind < 1MW | MW | HydrogenEvolution | 0 | 0 | 0 | 0 | 0 | 0 | 0.001 | 0.002 | 0.003 | 0.005 | 0.006 | 0.007 | 0.008 | 0.009 | 0.011 | 0.012 | 0.013 | 0.014 | 0.016 | 0.017 | 0.018 | 0.019 | 0.021 | 0.022 | 0.023 | 0.025 | 0.026
Bengeworth Road 132kV GIS | Wind Generation | Gen_BB016 | Onshore Wind < 1MW | MW | HolisticTransition | 0 | 0 | 0 | 0 | 0 | 0 | 0 | 0 | 0 | 0 | 0 | 0 | 0 | 0 | 0 | 0 | 0 | 0 | 0 | 0 | 0 | 0 | 0 | 0 | 0 | 0 | 0
Bengeworth Road 132kV GIS | Wind Generation | Gen_BB016 | Onshore Wind < 1MW | MW | FallingBehind | 0 | 0 | 0 | 0 | 0 | 0 | 0 | 0 | 0 | 0 | 0 | 0 | 0 | 0 | 0 | 0 | 0 | 0 | 0 | 0 | 0 | 0 | 0 | 0 | 0 | 0 | 0
Bengeworth Road 132kV GIS | Wind Generation | Gen_BB016 | Onshore Wind < 1MW | MW | ElectricEngagement | 0 | 0 | 0 | 0 | 0 | 0 | 0 | 0 | 0 | 0 | 0 | 0 | 0 | 0 | 0 | 0 | 0 | 0 | 0 | 0 | 0 | 0 | 0 | 0 | 0 | 0 | 0
Bengeworth Road 132kV GIS | Wind Generation | Gen_BB016 | Onshore Wind < 1MW | MW | HydrogenEvolution | 0 | 0 | 0 | 0 | 0 | 0 | 0 | 0 | 0 | 0 | 0 | 0 | 0 | 0 | 0 | 0 | 0 | 0 | 0 | 0 | 0 | 0 | 0 | 0 | 0 | 0 | 0
Brimsdown | Wind Generation | Gen_BB016 | Onshore Wind < 1MW | MW | HolisticTransition | 0 | 0 | 0 | 0 | 0 | 0 | 0 | 0 | 0 | 0 | 0 | 0 | 0 | 0 | 0 | 0 | 0 | 0 | 0 | 0 | 0 | 0 | 0 | 0 | 0 | 0 | 0
Brimsdown | Wind Generation | Gen_BB016 | Onshore Wind < 1MW | MW | FallingBehind | 0 | 0 | 0 | 0 | 0 | 0 | 0 | 0 | 0 | 0 | 0 | 0 | 0 | 0 | 0 | 0 | 0 | 0 | 0 | 0 | 0 | 0 | 0 | 0 | 0 | 0 | 0
Brimsdown | Wind Generation | Gen_BB016 | Onshore Wind < 1MW | MW | ElectricEngagement | 0 | 0 | 0 | 0 | 0 | 0 | 0 | 0 | 0 | 0 | 0 | 0 | 0 | 0 | 0 | 0 | 0.001 | 0.001 | 0.001 | 0.001 | 0.001 | 0.001 | 0.001 | 0.001 | 0.001 | 0.001 | 0.001
Brimsdown | Wind Generation | Gen_BB016 | Onshore Wind < 1MW | MW | HydrogenEvolution | 0 | 0 | 0 | 0 | 0 | 0 | 0 | 0 | 0 | 0 | 0 | 0 | 0 | 0 | 0 | 0 | 0 | 0 | 0 | 0 | 0 | 0 | 0 | 0 | 0 | 0 | 0
City Road 132kV | Wind Generation | Gen_BB016 | Onshore Wind < 1MW | MW | HolisticTransition | 0 | 0 | 0 | 0 | 0 | 0 | 0 | 0 | 0 | 0 | 0 | 0 | 0 | 0 | 0 | 0 | 0 | 0 | 0 | 0 | 0 | 0 | 0 | 0 | 0 | 0 | 0
City Road 132kV | Wind Generation | Gen_BB016 | Onshore Wind < 1MW | MW | FallingBehind | 0 | 0 | 0 | 0 | 0 | 0 | 0 | 0 | 0 | 0 | 0 | 0 | 0 | 0 | 0 | 0 | 0 | 0 | 0 | 0 | 0 | 0 | 0 | 0 | 0 | 0 | 0
City Road 132kV | Wind Generation | Gen_BB016 | Onshore Wind < 1MW | MW | ElectricEngagement | 0 | 0 | 0 | 0 | 0 | 0 | 0 | 0 | 0 | 0 | 0 | 0 | 0 | 0 | 0 | 0 | 0 | 0 | 0 | 0 | 0 | 0 | 0 | 0 | 0 | 0 | 0
City Road 132kV | Wind Generation | Gen_BB016 | Onshore Wind < 1MW | MW | HydrogenEvolution | 0 | 0 | 0 | 0 | 0 | 0 | 0 | 0 | 0 | 0 | 0 | 0 | 0 | 0 | 0 | 0 | 0 | 0 | 0 | 0 | 0 | 0 | 0 | 0 | 0 | 0 | 0
Hackney 132kV | Wind Generation | Gen_BB016 | Onshore Wind < 1MW | MW | HolisticTransition | 0 | 0 | 0 | 0 | 0 | 0 | 0 | 0 | 0 | 0 | 0 | 0 | 0 | 0 | 0 | 0 | 0 | 0 | 0 | 0 | 0 | 0 | 0 | 0 | 0 | 0 | 0
Hackney 132kV | Wind Generation | Gen_BB016 | Onshore Wind < 1MW | MW | FallingBehind | 0 | 0 | 0 | 0 | 0 | 0 | 0 | 0 | 0 | 0 | 0 | 0 | 0 | 0 | 0 | 0 | 0 | 0 | 0 | 0 | 0 | 0 | 0 | 0 | 0 | 0 | 0
Hackney 132kV | Wind Generation | Gen_BB016 | Onshore Wind < 1MW | MW | ElectricEngagement | 0 | 0 | 0 | 0 | 0 | 0 | 0 | 0 | 0 | 0 | 0 | 0 | 0 | 0 | 0 | 0 | 0 | 0 | 0 | 0 | 0 | 0 | 0 | 0 | 0 | 0 | 0
Hackney 132kV | Wind Generation | Gen_BB016 | Onshore Wind < 1MW | MW | HydrogenEvolution | 0 | 0 | 0 | 0 | 0 | 0 | 0 | 0 | 0 | 0 | 0 | 0 | 0 | 0 | 0 | 0 | 0 | 0 | 0 | 0 | 0 | 0 | 0 | 0 | 0 | 0 | 0
Hackney Supergrid 66kV | Wind Generation | Gen_BB016 | Onshore Wind < 1MW | MW | HolisticTransition | 0 | 0 | 0 | 0 | 0 | 0 | 0 | 0 | 0 | 0 | 0 | 0 | 0 | 0 | 0 | 0 | 0 | 0 | 0 | 0 | 0 | 0 | 0 | 0 | 0 | 0 | 0
Hackney Supergrid 66kV | Wind Generation | Gen_BB016 | Onshore Wind < 1MW | MW | FallingBehind | 0 | 0 | 0 | 0 | 0 | 0 | 0 | 0 | 0 | 0 | 0 | 0 | 0 | 0 | 0 | 0 | 0 | 0 | 0 | 0 | 0 | 0 | 0 | 0 | 0 | 0 | 0
Hackney Supergrid 66kV | Wind Generation | Gen_BB016 | Onshore Wind < 1MW | MW | ElectricEngagement | 0 | 0 | 0 | 0 | 0 | 0 | 0 | 0 | 0 | 0 | 0 | 0 | 0 | 0 | 0 | 0 | 0 | 0 | 0 | 0 | 0 | 0 | 0 | 0 | 0 | 0 | 0
Hackney Supergrid 66kV | Wind Generation | Gen_BB016 | Onshore Wind < 1MW | MW | HydrogenEvolution | 0 | 0 | 0 | 0 | 0 | 0 | 0 | 0 | 0 | 0 | 0 | 0 | 0 | 0 | 0 | 0 | 0 | 0 | 0 | 0 | 0 | 0 | 0 | 0 | 0 | 0 | 0
Islington 132kV | Wind Generation | Gen_BB016 | Onshore Wind < 1MW | MW | HolisticTransition | 0 | 0 | 0 | 0 | 0 | 0 | 0 | 0 | 0 | 0 | 0 | 0 | 0 | 0 | 0 | 0 | 0 | 0 | 0 | 0 | 0 | 0 | 0 | 0 | 0 | 0 | 0
Islington 132kV | Wind Generation | Gen_BB016 | Onshore Wind < 1MW | MW | FallingBehind | 0 | 0 | 0 | 0 | 0 | 0 | 0 | 0 | 0 | 0 | 0 | 0 | 0 | 0 | 0 | 0 | 0 | 0 | 0 | 0 | 0 | 0 | 0 | 0 | 0 | 0 | 0
Islington 132kV | Wind Generation | Gen_BB016 | Onshore Wind < 1MW | MW | ElectricEngagement | 0 | 0 | 0 | 0 | 0 | 0 | 0 | 0 | 0 | 0 | 0 | 0 | 0 | 0 | 0 | 0 | 0 | 0 | 0 | 0 | 0 | 0 | 0 | 0 | 0 | 0 | 0
Islington 132kV | Wind Generation | Gen_BB016 | Onshore Wind < 1MW | MW | HydrogenEvolution | 0 | 0 | 0 | 0 | 0 | 0 | 0 | 0 | 0 | 0 | 0 | 0 | 0 | 0 | 0 | 0 | 0 | 0 | 0 | 0 | 0 | 0 | 0 | 0 | 0 | 0 | 0
Littlebrook 132kV | Wind Generation | Gen_BB016 | Onshore Wind < 1MW | MW | HolisticTransition | 0.48 | 0.48 | 0.48 | 0.48 | 0.48 | 0.48 | 0.48 | 0.48 | 0.48 | 0.48 | 0.48 | 0.481 | 0.481 | 0.481 | 0.481 | 0.481 | 0.481 | 0.481 | 0.481 | 0.481 | 0.481 | 0.482 | 0.482 | 0.482 | 0.482 | 0.482 | 0.482
Littlebrook 132kV | Wind Generation | Gen_BB016 | Onshore Wind < 1MW | MW | FallingBehind | 0.48 | 0.48 | 0.48 | 0.48 | 0.48 | 0.48 | 0.48 | 0.48 | 0.48 | 0.48 | 0.48 | 0.481 | 0.481 | 0.481 | 0.481 | 0.481 | 0.481 | 0.481 | 0.481 | 0.481 | 0.481 | 0.482 | 0.482 | 0.482 | 0.482 | 0.482 | 0.482
Littlebrook 132kV | Wind Generation | Gen_BB016 | Onshore Wind < 1MW | MW | ElectricEngagement | 0.48 | 0.48 | 0.48 | 0.48 | 0.48 | 0.48 | 0.48 | 0.481 | 0.481 | 0.481 | 0.482 | 0.482 | 0.482 | 0.483 | 0.483 | 0.484 | 0.484 | 0.485 | 0.485 | 0.486 | 0.486 | 0.487 | 0.487 | 0.487 | 0.487 | 0.487 | 0.487
Littlebrook 132kV | Wind Generation | Gen_BB016 | Onshore Wind < 1MW | MW | HydrogenEvolution | 0.48 | 0.48 | 0.48 | 0.48 | 0.48 | 0.48 | 0.48 | 0.48 | 0.48 | 0.48 | 0.48 | 0.481 | 0.481 | 0.481 | 0.481 | 0.481 | 0.481 | 0.481 | 0.481 | 0.481 | 0.481 | 0.482 | 0.482 | 0.482 | 0.482 | 0.482 | 0.482
Lodge Road 66kV | Wind Generation | Gen_BB016 | Onshore Wind < 1MW | MW | HolisticTransition | 0 | 0 | 0 | 0 | 0 | 0 | 0 | 0 | 0 | 0 | 0 | 0 | 0 | 0 | 0 | 0 | 0 | 0 | 0 | 0 | 0 | 0 | 0 | 0 | 0 | 0 | 0
Lodge Road 66kV | Wind Generation | Gen_BB016 | Onshore Wind < 1MW | MW | FallingBehind | 0 | 0 | 0 | 0 | 0 | 0 | 0 | 0 | 0 | 0 | 0 | 0 | 0 | 0 | 0 | 0 | 0 | 0 | 0 | 0 | 0 | 0 | 0 | 0 | 0 | 0 | 0
Lodge Road 66kV | Wind Generation | Gen_BB016 | Onshore Wind < 1MW | MW | ElectricEngagement | 0 | 0 | 0 | 0 | 0 | 0 | 0 | 0 | 0 | 0 | 0 | 0 | 0 | 0 | 0 | 0 | 0 | 0 | 0 | 0 | 0 | 0 | 0 | 0 | 0 | 0 | 0
Lodge Road 66kV | Wind Generation | Gen_BB016 | Onshore Wind < 1MW | MW | HydrogenEvolution | 0 | 0 | 0 | 0 | 0 | 0 | 0 | 0 | 0 | 0 | 0 | 0 | 0 | 0 | 0 | 0 | 0 | 0 | 0 | 0 | 0 | 0 | 0 | 0 | 0 | 0 | 0
New Cross 132kV | Wind Generation | Gen_BB016 | Onshore Wind < 1MW | MW | HolisticTransition | 0 | 0 | 0 | 0 | 0 | 0 | 0 | 0 | 0 | 0 | 0 | 0 | 0 | 0 | 0 | 0 | 0 | 0 | 0 | 0 | 0 | 0 | 0 | 0 | 0 | 0 | 0
New Cross 132kV | Wind Generation | Gen_BB016 | Onshore Wind < 1MW | MW | FallingBehind | 0 | 0 | 0 | 0 | 0 | 0 | 0 | 0 | 0 | 0 | 0 | 0 | 0 | 0 | 0 | 0 | 0 | 0 | 0 | 0 | 0 | 0 | 0 | 0 | 0 | 0 | 0
New Cross 132kV | Wind Generation | Gen_BB016 | Onshore Wind < 1MW | MW | ElectricEngagement | 0 | 0 | 0 | 0 | 0 | 0 | 0 | 0 | 0 | 0 | 0 | 0 | 0 | 0 | 0 | 0 | 0 | 0 | 0 | 0 | 0 | 0 | 0 | 0 | 0 | 0 | 0
New Cross 132kV | Wind Generation | Gen_BB016 | Onshore Wind < 1MW | MW | HydrogenEvolution | 0 | 0 | 0 | 0 | 0 | 0 | 0 | 0 | 0 | 0 | 0 | 0 | 0 | 0 | 0 | 0 | 0 | 0 | 0 | 0 | 0 | 0 | 0 | 0 | 0 | 0 | 0
New Cross 132kV to Wimbledon 1 and 2 132kV | Wind Generation | Gen_BB016 | Onshore Wind < 1MW | MW | HolisticTransition | 0 | 0 | 0 | 0 | 0 | 0 | 0 | 0 | 0 | 0 | 0 | 0 | 0 | 0 | 0 | 0 | 0 | 0 | 0 | 0 | 0 | 0 | 0 | 0 | 0 | 0 | 0
New Cross 132kV to Wimbledon 1 and 2 132kV | Wind Generation | Gen_BB016 | Onshore Wind < 1MW | MW | FallingBehind | 0 | 0 | 0 | 0 | 0 | 0 | 0 | 0 | 0 | 0 | 0 | 0 | 0 | 0 | 0 | 0 | 0 | 0 | 0 | 0 | 0 | 0 | 0 | 0 | 0 | 0 | 0
New Cross 132kV to Wimbledon 1 and 2 132kV | Wind Generation | Gen_BB016 | Onshore Wind < 1MW | MW | ElectricEngagement | 0 | 0 | 0 | 0 | 0 | 0 | 0 | 0 | 0 | 0 | 0 | 0 | 0 | 0 | 0 | 0 | 0 | 0 | 0 | 0 | 0 | 0 | 0 | 0 | 0 | 0 | 0
New Cross 132kV to Wimbledon 1 and 2 132kV | Wind Generation | Gen_BB016 | Onshore Wind < 1MW | MW | HydrogenEvolution | 0 | 0 | 0 | 0 | 0 | 0 | 0 | 0 | 0 | 0 | 0 | 0 | 0 | 0 | 0 | 0 | 0 | 0 | 0 | 0 | 0 | 0 | 0 | 0 | 0 | 0 | 0
New Cross 66kV | Wind Generation | Gen_BB016 | Onshore Wind < 1MW | MW | HolisticTransition | 0 | 0 | 0 | 0 | 0 | 0 | 0 | 0 | 0 | 0 | 0 | 0 | 0 | 0 | 0 | 0 | 0 | 0 | 0 | 0 | 0 | 0 | 0 | 0 | 0 | 0 | 0
New Cross 66kV | Wind Generation | Gen_BB016 | Onshore Wind < 1MW | MW | FallingBehind | 0 | 0 | 0 | 0 | 0 | 0 | 0 | 0 | 0 | 0 | 0 | 0 | 0 | 0 | 0 | 0 | 0 | 0 | 0 | 0 | 0 | 0 | 0 | 0 | 0 | 0 | 0
New Cross 66kV | Wind Generation | Gen_BB016 | Onshore Wind < 1MW | MW | ElectricEngagement | 0 | 0 | 0 | 0 | 0 | 0 | 0 | 0 | 0 | 0 | 0 | 0 | 0 | 0 | 0 | 0 | 0 | 0 | 0 | 0 | 0 | 0 | 0 | 0 | 0 | 0 | 0
New Cross 66kV | Wind Generation | Gen_BB016 | Onshore Wind < 1MW | MW | HydrogenEvolution | 0 | 0 | 0 | 0 | 0 | 0 | 0 | 0 | 0 | 0 | 0 | 0 | 0 | 0 | 0 | 0 | 0 | 0 | 0 | 0 | 0 | 0 | 0 | 0 | 0 | 0 | 0
Redbridge Supergrid 33kV | Wind Generation | Gen_BB016 | Onshore Wind < 1MW | MW | HolisticTransition | 0 | 0 | 0 | 0 | 0 | 0 | 0 | 0 | 0 | 0 | 0 | 0 | 0 | 0 | 0 | 0 | 0 | 0 | 0 | 0 | 0 | 0 | 0 | 0 | 0 | 0 | 0
Redbridge Supergrid 33kV | Wind Generation | Gen_BB016 | Onshore Wind < 1MW | MW | FallingBehind | 0 | 0 | 0 | 0 | 0 | 0 | 0 | 0 | 0 | 0 | 0 | 0 | 0 | 0 | 0 | 0 | 0 | 0 | 0 | 0 | 0 | 0 | 0 | 0 | 0 | 0 | 0
Redbridge Supergrid 33kV | Wind Generation | Gen_BB016 | Onshore Wind < 1MW | MW | ElectricEngagement | 0 | 0 | 0 | 0 | 0 | 0 | 0 | 0 | 0 | 0 | 0 | 0 | 0 | 0 | 0 | 0 | 0.001 | 0.001 | 0.001 | 0.001 | 0.001 | 0.001 | 0.001 | 0.001 | 0.001 | 0.001 | 0.001
Redbridge Supergrid 33kV | Wind Generation | Gen_BB016 | Onshore Wind < 1MW | MW | HydrogenEvolution | 0 | 0 | 0 | 0 | 0 | 0 | 0 | 0 | 0 | 0 | 0 | 0 | 0 | 0 | 0 | 0 | 0 | 0 | 0 | 0 | 0 | 0 | 0 | 0 | 0 | 0 | 0
St Johns Wood 132kV | Wind Generation | Gen_BB016 | Onshore Wind < 1MW | MW | HolisticTransition | 0 | 0 | 0 | 0 | 0 | 0 | 0 | 0 | 0 | 0 | 0 | 0 | 0 | 0 | 0 | 0 | 0 | 0 | 0 | 0 | 0 | 0 | 0 | 0 | 0 | 0 | 0
St Johns Wood 132kV | Wind Generation | Gen_BB016 | Onshore Wind < 1MW | MW | FallingBehind | 0 | 0 | 0 | 0 | 0 | 0 | 0 | 0 | 0 | 0 | 0 | 0 | 0 | 0 | 0 | 0 | 0 | 0 | 0 | 0 | 0 | 0 | 0 | 0 | 0 | 0 | 0
St Johns Wood 132kV | Wind Generation | Gen_BB016 | Onshore Wind < 1MW | MW | ElectricEngagement | 0 | 0 | 0 | 0 | 0 | 0 | 0 | 0 | 0 | 0 | 0 | 0 | 0 | 0 | 0 | 0 | 0 | 0 | 0 | 0 | 0 | 0 | 0 | 0 | 0 | 0 | 0
St Johns Wood 132kV | Wind Generation | Gen_BB016 | Onshore Wind < 1MW | MW | HydrogenEvolution | 0 | 0 | 0 | 0 | 0 | 0 | 0 | 0 | 0 | 0 | 0 | 0 | 0 | 0 | 0 | 0 | 0 | 0 | 0 | 0 | 0 | 0 | 0 | 0 | 0 | 0 | 0
West Ham 132kV | Wind Generation | Gen_BB016 | Onshore Wind < 1MW | MW | HolisticTransition | 0 | 0 | 0 | 0 | 0 | 0 | 0 | 0 | 0 | 0 | 0 | 0 | 0 | 0 | 0 | 0 | 0 | 0 | 0 | 0 | 0 | 0 | 0 | 0 | 0 | 0 | 0
West Ham 132kV | Wind Generation | Gen_BB016 | Onshore Wind < 1MW | MW | FallingBehind | 0 | 0 | 0 | 0 | 0 | 0 | 0 | 0 | 0 | 0 | 0 | 0 | 0 | 0 | 0 | 0 | 0 | 0 | 0 | 0 | 0 | 0 | 0 | 0 | 0 | 0 | 0
West Ham 132kV | Wind Generation | Gen_BB016 | Onshore Wind < 1MW | MW | ElectricEngagement | 0 | 0 | 0 | 0 | 0 | 0 | 0 | 0 | 0 | 0 | 0 | 0 | 0 | 0 | 0 | 0 | 0 | 0 | 0 | 0 | 0 | 0 | 0 | 0 | 0 | 0 | 0
West Ham 132kV | Wind Generation | Gen_BB016 | Onshore Wind < 1MW | MW | HydrogenEvolution | 0 | 0 | 0 | 0 | 0 | 0 | 0 | 0 | 0 | 0 | 0 | 0 | 0 | 0 | 0 | 0 | 0 | 0 | 0 | 0 | 0 | 0 | 0 | 0 | 0 | 0 | 0
Willesden Grid 132kV | Wind Generation | Gen_BB016 | Onshore Wind < 1MW | MW | HolisticTransition | 0 | 0 | 0 | 0 | 0 | 0 | 0 | 0 | 0 | 0 | 0 | 0 | 0 | 0 | 0 | 0 | 0 | 0 | 0 | 0 | 0 | 0 | 0 | 0 | 0 | 0 | 0
Willesden Grid 132kV | Wind Generation | Gen_BB016 | Onshore Wind < 1MW | MW | FallingBehind | 0 | 0 | 0 | 0 | 0 | 0 | 0 | 0 | 0 | 0 | 0 | 0 | 0 | 0 | 0 | 0 | 0 | 0 | 0 | 0 | 0 | 0 | 0 | 0 | 0 | 0 | 0
Willesden Grid 132kV | Wind Generation | Gen_BB016 | Onshore Wind < 1MW | MW | ElectricEngagement | 0 | 0 | 0 | 0 | 0 | 0 | 0 | 0 | 0 | 0 | 0 | 0 | 0 | 0 | 0 | 0 | 0 | 0 | 0 | 0 | 0 | 0 | 0 | 0 | 0 | 0 | 0
Willesden Grid 132kV | Wind Generation | Gen_BB016 | Onshore Wind < 1MW | MW | HydrogenEvolution | 0 | 0 | 0 | 0 | 0 | 0 | 0 | 0 | 0 | 0 | 0 | 0 | 0 | 0 | 0 | 0 | 0 | 0 | 0 | 0 | 0 | 0 | 0 | 0 | 0 | 0 | 0
Willesden Grid 66 kV | Wind Generation | Gen_BB016 | Onshore Wind < 1MW | MW | HolisticTransition | 0 | 0 | 0 | 0 | 0 | 0 | 0 | 0 | 0 | 0 | 0 | 0 | 0 | 0 | 0 | 0 | 0 | 0 | 0 | 0 | 0 | 0 | 0 | 0 | 0 | 0 | 0
Willesden Grid 66 kV | Wind Generation | Gen_BB016 | Onshore Wind < 1MW | MW | FallingBehind | 0 | 0 | 0 | 0 | 0 | 0 | 0 | 0 | 0 | 0 | 0 | 0 | 0 | 0 | 0 | 0 | 0 | 0 | 0 | 0 | 0 | 0 | 0 | 0 | 0 | 0 | 0
Willesden Grid 66 kV | Wind Generation | Gen_BB016 | Onshore Wind < 1MW | MW | ElectricEngagement | 0 | 0 | 0 | 0 | 0 | 0 | 0 | 0 | 0 | 0 | 0 | 0 | 0 | 0 | 0 | 0 | 0 | 0 | 0 | 0 | 0 | 0 | 0 | 0 | 0 | 0 | 0
Willesden Grid 66 kV | Wind Generation | Gen_BB016 | Onshore Wind < 1MW | MW | HydrogenEvolution | 0 | 0 | 0 | 0 | 0 | 0 | 0 | 0 | 0 | 0 | 0 | 0 | 0 | 0 | 0 | 0 | 0 | 0 | 0 | 0 | 0 | 0 | 0 | 0 | 0 | 0 | 0
Wimbledon Grid South 3/4 | Wind Generation | Gen_BB016 | Onshore Wind < 1MW | MW | HolisticTransition | 0 | 0 | 0 | 0 | 0 | 0 | 0 | 0 | 0 | 0 | 0 | 0 | 0 | 0 | 0 | 0 | 0 | 0 | 0 | 0 | 0 | 0 | 0 | 0 | 0 | 0 | 0
Wimbledon Grid South 3/4 | Wind Generation | Gen_BB016 | Onshore Wind < 1MW | MW | FallingBehind | 0 | 0 | 0 | 0 | 0 | 0 | 0 | 0 | 0 | 0 | 0 | 0 | 0 | 0 | 0 | 0 | 0 | 0 | 0 | 0 | 0 | 0 | 0 | 0 | 0 | 0 | 0
Wimbledon Grid South 3/4 | Wind Generation | Gen_BB016 | Onshore Wind < 1MW | MW | ElectricEngagement | 0 | 0 | 0 | 0 | 0 | 0 | 0 | 0 | 0 | 0 | 0 | 0 | 0 | 0 | 0 | 0 | 0 | 0 | 0 | 0 | 0 | 0 | 0 | 0 | 0 | 0 | 0
Wimbledon Grid South 3/4 | Wind Generation | Gen_BB016 | Onshore Wind < 1MW | MW | HydrogenEvolution | 0 | 0 | 0 | 0 | 0 | 0 | 0 | 0 | 0 | 0 | 0 | 0 | 0 | 0 | 0 | 0 | 0 | 0 | 0 | 0 | 0 | 0 | 0 | 0 | 0 | 0 | 0
Beddington SGT | Non-renewable CHP | Gen_BB001 | >=1MW | MW | HolisticTransition | 0 | 0 | 0 | 0 | 0 | 0 | 0 | 0 | 0 | 0 | 0 | 0 | 0 | 0 | 0 | 0 | 0 | 0 | 0 | 0 | 0 | 0 | 0 | 0 | 0 | 0 | 0
Beddington SGT | Non-renewable CHP | Gen_BB001 | >=1MW | MW | FallingBehind | 0 | 0 | 0 | 0 | 0 | 0 | 0 | 0 | 0 | 0 | 0 | 0 | 0 | 0 | 0 | 0 | 0 | 0 | 0 | 0 | 0 | 0 | 0 | 0 | 0 | 0 | 0
Beddington SGT | Non-renewable CHP | Gen_BB001 | >=1MW | MW | ElectricEngagement | 0 | 0 | 0 | 0 | 0 | 0 | 0 | 0 | 0 | 0 | 0 | 0 | 0 | 0 | 0 | 0 | 0 | 0 | 0 | 0 | 0 | 0 | 0 | 0 | 0 | 0 | 0
Beddington SGT | Non-renewable CHP | Gen_BB001 | >=1MW | MW | HydrogenEvolution | 0 | 0 | 0 | 0 | 0 | 0 | 0 | 0 | 0 | 0 | 0 | 0 | 0 | 0 | 0 | 0 | 0 | 0 | 0 | 0 | 0 | 0 | 0 | 0 | 0 | 0 | 0
Bolney SGT | Non-renewable CHP | Gen_BB001 | >=1MW | MW | HolisticTransition | 0 | 0 | 0 | 0 | 0 | 0 | 0 | 0 | 0 | 0 | 0 | 0 | 0 | 0 | 0 | 0 | 0 | 0 | 0 | 0 | 0 | 0 | 0 | 0 | 0 | 0 | 0
Bolney SGT | Non-renewable CHP | Gen_BB001 | >=1MW | MW | FallingBehind | 0 | 0 | 0 | 0 | 0 | 0 | 0 | 0 | 0 | 0 | 0 | 0 | 0 | 0 | 0 | 0 | 0 | 0 | 0 | 0 | 0 | 0 | 0 | 0 | 0 | 0 | 0
Bolney SGT | Non-renewable CHP | Gen_BB001 | >=1MW | MW | ElectricEngagement | 0 | 0 | 0 | 0 | 0 | 0 | 0 | 0 | 0 | 0 | 0 | 0 | 0 | 0 | 0 | 0 | 0 | 0 | 0 | 0 | 0 | 0 | 0 | 0 | 0 | 0 | 0
Bolney SGT | Non-renewable CHP | Gen_BB001 | >=1MW | MW | HydrogenEvolution | 0 | 0 | 0 | 0 | 0 | 0 | 0 | 0 | 0 | 0 | 0 | 0 | 0 | 0 | 0 | 0 | 0 | 0 | 0 | 0 | 0 | 0 | 0 | 0 | 0 | 0 | 0
Canterbury SGT | Non-renewable CHP | Gen_BB001 | >=1MW | MW | HolisticTransition | 0.016 | 0.016 | 0.016 | 0 | 0 | 0 | 0 | 0 | 0 | 0 | 0 | 0 | 0 | 0 | 0 | 0 | 0 | 0 | 0 | 0 | 0 | 0 | 0 | 0 | 0 | 0 | 0
Canterbury SGT | Non-renewable CHP | Gen_BB001 | >=1MW | MW | FallingBehind | 0.016 | 0 | 0 | 0 | 0 | 0 | 0 | 0 | 0 | 0 | 0 | 0 | 0 | 0 | 0 | 0 | 0 | 0 | 0 | 0 | 0 | 0 | 0 | 0 | 0 | 0 | 0
Canterbury SGT | Non-renewable CHP | Gen_BB001 | >=1MW | MW | ElectricEngagement | 0.016 | 0.008 | 0.008 | 0 | 0 | 0 | 0 | 0 | 0 | 0 | 0 | 0 | 0 | 0 | 0 | 0 | 0 | 0 | 0 | 0 | 0 | 0 | 0 | 0 | 0 | 0 | 0
Canterbury SGT | Non-renewable CHP | Gen_BB001 | >=1MW | MW | HydrogenEvolution | 0.016 | 0.008 | 0.008 | 0 | 0 | 0 | 0 | 0 | 0 | 0 | 0 | 0 | 0 | 0 | 0 | 0 | 0 | 0 | 0 | 0 | 0 | 0 | 0 | 0 | 0 | 0 | 0
Chessington SGT 1 & SGT 4A | Non-renewable CHP | Gen_BB001 | >=1MW | MW | HolisticTransition | 0 | 0 | 0 | 0 | 0 | 0 | 0 | 0 | 0 | 0 | 0 | 0 | 0 | 0 | 0 | 0 | 0 | 0 | 0 | 0 | 0 | 0 | 0 | 0 | 0 | 0 | 0
Chessington SGT 1 & SGT 4A | Non-renewable CHP | Gen_BB001 | >=1MW | MW | FallingBehind | 0 | 0 | 0 | 0 | 0 | 0 | 0 | 0 | 0 | 0 | 0 | 0 | 0 | 0 | 0 | 0 | 0 | 0 | 0 | 0 | 0 | 0 | 0 | 0 | 0 | 0 | 0
Chessington SGT 1 & SGT 4A | Non-renewable CHP | Gen_BB001 | >=1MW | MW | ElectricEngagement | 0 | 0 | 0 | 0 | 0 | 0 | 0 | 0 | 0 | 0 | 0 | 0 | 0 | 0 | 0 | 0 | 0 | 0 | 0 | 0 | 0 | 0 | 0 | 0 | 0 | 0 | 0
Chessington SGT 1 & SGT 4A | Non-renewable CHP | Gen_BB001 | >=1MW | MW | HydrogenEvolution | 0 | 0 | 0 | 0 | 0 | 0 | 0 | 0 | 0 | 0 | 0 | 0 | 0 | 0 | 0 | 0 | 0 | 0 | 0 | 0 | 0 | 0 | 0 | 0 | 0 | 0 | 0
Chessington SGT 2 & SGT 4B | Non-renewable CHP | Gen_BB001 | >=1MW | MW | HolisticTransition | 0 | 0 | 0 | 0 | 0 | 0 | 0 | 0 | 0 | 0 | 0 | 0 | 0 | 0 | 0 | 0 | 0 | 0 | 0 | 0 | 0 | 0 | 0 | 0 | 0 | 0 | 0
Chessington SGT 2 & SGT 4B | Non-renewable CHP | Gen_BB001 | >=1MW | MW | FallingBehind | 0 | 0 | 0 | 0 | 0 | 0 | 0 | 0 | 0 | 0 | 0 | 0 | 0 | 0 | 0 | 0 | 0 | 0 | 0 | 0 | 0 | 0 | 0 | 0 | 0 | 0 | 0
Chessington SGT 2 & SGT 4B | Non-renewable CHP | Gen_BB001 | >=1MW | MW | ElectricEngagement | 0 | 0 | 0 | 0 | 0 | 0 | 0 | 0 | 0 | 0 | 0 | 0 | 0 | 0 | 0 | 0 | 0 | 0 | 0 | 0 | 0 | 0 | 0 | 0 | 0 | 0 | 0
Chessington SGT 2 & SGT 4B | Non-renewable CHP | Gen_BB001 | >=1MW | MW | HydrogenEvolution | 0 | 0 | 0 | 0 | 0 | 0 | 0 | 0 | 0 | 0 | 0 | 0 | 0 | 0 | 0 | 0 | 0 | 0 | 0 | 0 | 0 | 0 | 0 | 0 | 0 | 0 | 0
Kemsley SGT | Non-renewable CHP | Gen_BB001 | >=1MW | MW | HolisticTransition | 0 | 0 | 0 | 0 | 0 | 0 | 0 | 0 | 0 | 0 | 3.255 | 0 | 0 | 0 | 0 | 0 | 0 | 0 | 0 | 0 | 0 | 0 | 0 | 0 | 0 | 0 | 0
Kemsley SGT | Non-renewable CHP | Gen_BB001 | >=1MW | MW | FallingBehind | 0 | 0 | 0 | 0 | 0 | 0 | 0 | 0 | 0 | 0 | 42 | 42 | 42 | 42 | 42 | 42 | 42 | 42 | 42 | 42 | 42 | 42 | 42 | 42 | 42 | 42 | 42
Kemsley SGT | Non-renewable CHP | Gen_BB001 | >=1MW | MW | ElectricEngagement | 0 | 0 | 0 | 0 | 0 | 0 | 0 | 0 | 0 | 0 | 10.255 | 7.017 | 4.533 | 2.817 | 1.61 | 0.788 | 0.402 | 0.175 | 0.07 | 0.018 | 0 | 0 | 0 | 0 | 0 | 0 | 0
Kemsley SGT | Non-renewable CHP | Gen_BB001 | >=1MW | MW | HydrogenEvolution | 0 | 0 | 0 | 0 | 0 | 0 | 0 | 0 | 0 | 0 | 10.255 | 7.017 | 4.533 | 2.817 | 1.61 | 0.788 | 0.402 | 0.175 | 0.07 | 0.018 | 0 | 0 | 0 | 0 | 0 | 0 | 0
Kemsley SGT 3A | Non-renewable CHP | Gen_BB001 | >=1MW | MW | HolisticTransition | 0 | 0 | 0 | 0 | 0 | 0 | 0 | 0 | 0 | 0 | 0 | 0 | 0 | 0 | 0 | 0 | 0 | 0 | 0 | 0 | 0 | 0 | 0 | 0 | 0 | 0 | 0
Kemsley SGT 3A | Non-renewable CHP | Gen_BB001 | >=1MW | MW | FallingBehind | 0 | 0 | 0 | 0 | 0 | 0 | 0 | 0 | 0 | 0 | 0 | 0 | 0 | 0 | 0 | 0 | 0 | 0 | 0 | 0 | 0 | 0 | 0 | 0 | 0 | 0 | 0
Kemsley SGT 3A | Non-renewable CHP | Gen_BB001 | >=1MW | MW | ElectricEngagement | 0 | 0 | 0 | 0 | 0 | 0 | 0 | 0 | 0 | 0 | 0 | 0 | 0 | 0 | 0 | 0 | 0 | 0 | 0 | 0 | 0 | 0 | 0 | 0 | 0 | 0 | 0
Kemsley SGT 3A | Non-renewable CHP | Gen_BB001 | >=1MW | MW | HydrogenEvolution | 0 | 0 | 0 | 0 | 0 | 0 | 0 | 0 | 0 | 0 | 0 | 0 | 0 | 0 | 0 | 0 | 0 | 0 | 0 | 0 | 0 | 0 | 0 | 0 | 0 | 0 | 0
Kemsley SGT1 & 2 | Non-renewable CHP | Gen_BB001 | >=1MW | MW | HolisticTransition | 43.488 | 43.488 | 43.488 | 35.367 | 28.857 | 22.785 | 16.782 | 11.917 | 8.155 | 5.145 | 0 | 0 | 0 | 0 | 0 | 0 | 0 | 0 | 0 | 0 | 0 | 0 | 0 | 0 | 0 | 0 | 0
Kemsley SGT1 & 2 | Non-renewable CHP | Gen_BB001 | >=1MW | MW | FallingBehind | 43.488 | 42 | 42 | 42 | 42 | 42 | 42 | 42 | 42 | 42 | 0 | 0 | 0 | 0 | 0 | 0 | 0 | 0 | 0 | 0 | 0 | 0 | 0 | 0 | 0 | 0 | 0
Kemsley SGT1 & 2 | Non-renewable CHP | Gen_BB001 | >=1MW | MW | ElectricEngagement | 43.488 | 42.744 | 42.744 | 38.692 | 35.42 | 31.623 | 27.44 | 22.96 | 18.252 | 14.298 | 0 | 0 | 0 | 0 | 0 | 0 | 0 | 0 | 0 | 0 | 0 | 0 | 0 | 0 | 0 | 0 | 0
Kemsley SGT1 & 2 | Non-renewable CHP | Gen_BB001 | >=1MW | MW | HydrogenEvolution | 43.488 | 42.744 | 42.744 | 38.692 | 35.42 | 31.623 | 27.44 | 22.96 | 18.252 | 14.298 | 0 | 0 | 0 | 0 | 0 | 0 | 0 | 0 | 0 | 0 | 0 | 0 | 0 | 0 | 0 | 0 | 0
Kingsnorth SGT | Non-renewable CHP | Gen_BB001 | >=1MW | MW | HolisticTransition | 41.978 | 41.978 | 41.978 | 33.683 | 27.483 | 21.7 | 15.983 | 11.35 | 7.767 | 4.9 | 3.1 | 0 | 0 | 0 | 0 | 0 | 0 | 0 | 0 | 0 | 0 | 0 | 0 | 0 | 0 | 0 | 0
Kingsnorth SGT | Non-renewable CHP | Gen_BB001 | >=1MW | MW | FallingBehind | 41.978 | 40 | 40 | 40 | 40 | 40 | 40 | 40 | 40 | 40 | 40 | 40 | 40 | 40 | 40 | 40 | 40 | 40 | 40 | 40 | 40 | 40 | 40 | 40 | 40 | 40 | 40
Kingsnorth SGT | Non-renewable CHP | Gen_BB001 | >=1MW | MW | ElectricEngagement | 41.978 | 40.988 | 40.988 | 36.85 | 33.733 | 30.117 | 26.133 | 21.867 | 17.383 | 13.617 | 9.767 | 6.683 | 4.317 | 2.683 | 1.533 | 0.75 | 0.383 | 0.167 | 0.067 | 0.017 | 0 | 0 | 0 | 0 | 0 | 0 | 0
Kingsnorth SGT | Non-renewable CHP | Gen_BB001 | >=1MW | MW | HydrogenEvolution | 41.978 | 40.988 | 40.988 | 36.85 | 33.733 | 30.117 | 26.133 | 21.867 | 17.383 | 13.617 | 9.767 | 6.683 | 4.317 | 2.683 | 1.533 | 0.75 | 0.383 | 0.167 | 0.067 | 0.017 | 0 | 0 | 0 | 0 | 0 | 0 | 0
Laleham SGT | Non-renewable CHP | Gen_BB001 | >=1MW | MW | HolisticTransition | 0 | 0 | 0 | 0 | 0 | 0 | 0 | 0 | 0 | 0 | 0 | 0 | 0 | 0 | 0 | 0 | 0 | 0 | 0 | 0 | 0 | 0 | 0 | 0 | 0 | 0 | 0
Laleham SGT | Non-renewable CHP | Gen_BB001 | >=1MW | MW | FallingBehind | 0 | 0 | 0 | 0 | 0 | 0 | 0 | 0 | 0 | 0 | 0 | 0 | 0 | 0 | 0 | 0 | 0 | 0 | 0 | 0 | 0 | 0 | 0 | 0 | 0 | 0 | 0
Laleham SGT | Non-renewable CHP | Gen_BB001 | >=1MW | MW | ElectricEngagement | 0 | 0 | 0 | 0 | 0 | 0 | 0 | 0 | 0 | 0 | 0 | 0 | 0 | 0 | 0 | 0 | 0 | 0 | 0 | 0 | 0 | 0 | 0 | 0 | 0 | 0 | 0
Laleham SGT | Non-renewable CHP | Gen_BB001 | >=1MW | MW | HydrogenEvolution | 0 | 0 | 0 | 0 | 0 | 0 | 0 | 0 | 0 | 0 | 0 | 0 | 0 | 0 | 0 | 0 | 0 | 0 | 0 | 0 | 0 | 0 | 0 | 0 | 0 | 0 | 0
Little Horsted SGT | Non-renewable CHP | Gen_BB001 | >=1MW | MW | HolisticTransition | 0 | 0 | 0 | 0 | 0 | 0 | 0 | 0 | 0 | 0 | 0 | 0 | 0 | 0 | 0 | 0 | 0 | 0 | 0 | 0 | 0 | 0 | 0 | 0 | 0 | 0 | 0
Little Horsted SGT | Non-renewable CHP | Gen_BB001 | >=1MW | MW | FallingBehind | 0 | 0 | 0 | 0 | 0 | 0 | 0 | 0 | 0 | 0 | 0 | 0 | 0 | 0 | 0 | 0 | 0 | 0 | 0 | 0 | 0 | 0 | 0 | 0 | 0 | 0 | 0
Little Horsted SGT | Non-renewable CHP | Gen_BB001 | >=1MW | MW | ElectricEngagement | 0 | 0 | 0 | 0 | 0 | 0 | 0 | 0 | 0 | 0 | 0 | 0 | 0 | 0 | 0 | 0 | 0 | 0 | 0 | 0 | 0 | 0 | 0 | 0 | 0 | 0 | 0
Little Horsted SGT | Non-renewable CHP | Gen_BB001 | >=1MW | MW | HydrogenEvolution | 0 | 0 | 0 | 0 | 0 | 0 | 0 | 0 | 0 | 0 | 0 | 0 | 0 | 0 | 0 | 0 | 0 | 0 | 0 | 0 | 0 | 0 | 0 | 0 | 0 | 0 | 0
Littlebrook SGT | Non-renewable CHP | Gen_BB001 | >=1MW | MW | HolisticTransition | 0 | 0 | 0 | 0 | 0 | 0 | 0 | 0 | 0 | 0 | 0 | 0 | 0 | 0 | 0 | 0 | 0 | 0 | 0 | 0 | 0 | 0 | 0 | 0 | 0 | 0 | 0
Littlebrook SGT | Non-renewable CHP | Gen_BB001 | >=1MW | MW | FallingBehind | 0 | 0 | 0 | 0 | 0 | 0 | 0 | 0 | 0 | 0 | 0 | 0 | 0 | 0 | 0 | 0 | 0 | 0 | 0 | 0 | 0 | 0 | 0 | 0 | 0 | 0 | 0
Littlebrook SGT | Non-renewable CHP | Gen_BB001 | >=1MW | MW | ElectricEngagement | 0 | 0 | 0 | 0 | 0 | 0 | 0 | 0 | 0 | 0 | 0 | 0 | 0 | 0 | 0 | 0 | 0 | 0 | 0 | 0 | 0 | 0 | 0 | 0 | 0 | 0 | 0
Littlebrook SGT | Non-renewable CHP | Gen_BB001 | >=1MW | MW | HydrogenEvolution | 0 | 0 | 0 | 0 | 0 | 0 | 0 | 0 | 0 | 0 | 0 | 0 | 0 | 0 | 0 | 0 | 0 | 0 | 0 | 0 | 0 | 0 | 0 | 0 | 0 | 0 | 0
Ninfield SGT | Non-renewable CHP | Gen_BB001 | >=1MW | MW | HolisticTransition | 0 | 0 | 0 | 0 | 0 | 0 | 0 | 0 | 0 | 0 | 0 | 0 | 0 | 0 | 0 | 0 | 0 | 0 | 0 | 0 | 0 | 0 | 0 | 0 | 0 | 0 | 0
Ninfield SGT | Non-renewable CHP | Gen_BB001 | >=1MW | MW | FallingBehind | 0 | 0 | 0 | 0 | 0 | 0 | 0 | 0 | 0 | 0 | 0 | 0 | 0 | 0 | 0 | 0 | 0 | 0 | 0 | 0 | 0 | 0 | 0 | 0 | 0 | 0 | 0
Ninfield SGT | Non-renewable CHP | Gen_BB001 | >=1MW | MW | ElectricEngagement | 0 | 0 | 0 | 0 | 0 | 0 | 0 | 0 | 0 | 0 | 0 | 0 | 0 | 0 | 0 | 0 | 0 | 0 | 0 | 0 | 0 | 0 | 0 | 0 | 0 | 0 | 0
Ninfield SGT | Non-renewable CHP | Gen_BB001 | >=1MW | MW | HydrogenEvolution | 0 | 0 | 0 | 0 | 0 | 0 | 0 | 0 | 0 | 0 | 0 | 0 | 0 | 0 | 0 | 0 | 0 | 0 | 0 | 0 | 0 | 0 | 0 | 0 | 0 | 0 | 0
Northfleet SGT | Non-renewable CHP | Gen_BB001 | >=1MW | MW | HolisticTransition | 1.249 | 1.249 | 1.249 | 0 | 0 | 0 | 0 | 0 | 0 | 0 | 0 | 0 | 0 | 0 | 0 | 0 | 0 | 0 | 0 | 0 | 0 | 0 | 0 | 0 | 0 | 0 | 0
Northfleet SGT | Non-renewable CHP | Gen_BB001 | >=1MW | MW | FallingBehind | 1.249 | 0 | 0 | 0 | 0 | 0 | 0 | 0 | 0 | 0 | 0 | 0 | 0 | 0 | 0 | 0 | 0 | 0 | 0 | 0 | 0 | 0 | 0 | 0 | 0 | 0 | 0
Northfleet SGT | Non-renewable CHP | Gen_BB001 | >=1MW | MW | ElectricEngagement | 1.249 | 0.624 | 0.624 | 0 | 0 | 0 | 0 | 0 | 0 | 0 | 0 | 0 | 0 | 0 | 0 | 0 | 0 | 0 | 0 | 0 | 0 | 0 | 0 | 0 | 0 | 0 | 0
Northfleet SGT | Non-renewable CHP | Gen_BB001 | >=1MW | MW | HydrogenEvolution | 1.249 | 0.624 | 0.624 | 0 | 0 | 0 | 0 | 0 | 0 | 0 | 0 | 0 | 0 | 0 | 0 | 0 | 0 | 0 | 0 | 0 | 0 | 0 | 0 | 0 | 0 | 0 | 0
Sellindge SGT2 & 3 & Richborough SGT | Non-renewable CHP | Gen_BB001 | >=1MW | MW | HolisticTransition | 31.055 | 31.055 | 31.055 | 25.262 | 20.612 | 16.275 | 11.987 | 8.512 | 5.825 | 3.675 | 2.325 | 0 | 0 | 0 | 0 | 0 | 0 | 0 | 0 | 0 | 0 | 0 | 0 | 0 | 0 | 0 | 0
Sellindge SGT2 & 3 & Richborough SGT | Non-renewable CHP | Gen_BB001 | >=1MW | MW | FallingBehind | 31.055 | 30 | 30 | 30 | 30 | 30 | 30 | 30 | 30 | 30 | 30 | 30 | 30 | 30 | 30 | 30 | 30 | 30 | 30 | 30 | 30 | 30 | 30 | 30 | 30 | 30 | 30
Sellindge SGT2 & 3 & Richborough SGT | Non-renewable CHP | Gen_BB001 | >=1MW | MW | ElectricEngagement | 31.055 | 30.528 | 30.528 | 27.638 | 25.3 | 22.588 | 19.6 | 16.4 | 13.037 | 10.213 | 7.325 | 5.012 | 3.238 | 2.012 | 1.15 | 0.562 | 0.287 | 0.125 | 0.05 | 0.013 | 0 | 0 | 0 | 0 | 0 | 0 | 0
Sellindge SGT2 & 3 & Richborough SGT | Non-renewable CHP | Gen_BB001 | >=1MW | MW | HydrogenEvolution | 31.055 | 30.528 | 30.528 | 27.638 | 25.3 | 22.588 | 19.6 | 16.4 | 13.037 | 10.213 | 7.325 | 5.012 | 3.238 | 2.012 | 1.15 | 0.562 | 0.287 | 0.125 | 0.05 | 0.013 | 0 | 0 | 0 | 0 | 0 | 0 | 0
Sellindge SGT5A SGT6 | Non-renewable CHP | Gen_BB001 | >=1MW | MW | HolisticTransition | 0 | 0 | 0 | 0 | 0 | 0 | 0 | 0 | 0 | 0 | 0 | 0 | 0 | 0 | 0 | 0 | 0 | 0 | 0 | 0 | 0 | 0 | 0 | 0 | 0 | 0 | 0
Sellindge SGT5A SGT6 | Non-renewable CHP | Gen_BB001 | >=1MW | MW | FallingBehind | 0 | 0 | 0 | 0 | 0 | 0 | 0 | 0 | 0 | 0 | 0 | 0 | 0 | 0 | 0 | 0 | 0 | 0 | 0 | 0 | 0 | 0 | 0 | 0 | 0 | 0 | 0
Sellindge SGT5A SGT6 | Non-renewable CHP | Gen_BB001 | >=1MW | MW | ElectricEngagement | 0 | 0 | 0 | 0 | 0 | 0 | 0 | 0 | 0 | 0 | 0 | 0 | 0 | 0 | 0 | 0 | 0 | 0 | 0 | 0 | 0 | 0 | 0 | 0 | 0 | 0 | 0
Sellindge SGT5A SGT6 | Non-renewable CHP | Gen_BB001 | >=1MW | MW | HydrogenEvolution | 0 | 0 | 0 | 0 | 0 | 0 | 0 | 0 | 0 | 0 | 0 | 0 | 0 | 0 | 0 | 0 | 0 | 0 | 0 | 0 | 0 | 0 | 0 | 0 | 0 | 0 | 0
West Weybridge SGT | Non-renewable CHP | Gen_BB001 | >=1MW | MW | HolisticTransition | 0 | 0 | 0 | 0 | 0 | 0 | 0 | 0 | 0 | 0 | 0 | 0 | 0 | 0 | 0 | 0 | 0 | 0 | 0 | 0 | 0 | 0 | 0 | 0 | 0 | 0 | 0
West Weybridge SGT | Non-renewable CHP | Gen_BB001 | >=1MW | MW | FallingBehind | 0 | 0 | 0 | 0 | 0 | 0 | 0 | 0 | 0 | 0 | 0 | 0 | 0 | 0 | 0 | 0 | 0 | 0 | 0 | 0 | 0 | 0 | 0 | 0 | 0 | 0 | 0
West Weybridge SGT | Non-renewable CHP | Gen_BB001 | >=1MW | MW | ElectricEngagement | 0 | 0 | 0 | 0 | 0 | 0 | 0 | 0 | 0 | 0 | 0 | 0 | 0 | 0 | 0 | 0 | 0 | 0 | 0 | 0 | 0 | 0 | 0 | 0 | 0 | 0 | 0
West Weybridge SGT | Non-renewable CHP | Gen_BB001 | >=1MW | MW | HydrogenEvolution | 0 | 0 | 0 | 0 | 0 | 0 | 0 | 0 | 0 | 0 | 0 | 0 | 0 | 0 | 0 | 0 | 0 | 0 | 0 | 0 | 0 | 0 | 0 | 0 | 0 | 0 | 0
Beddington SGT | Non-renewable CHP | Gen_BB002 | <1MW | MW | HolisticTransition | 0.003 | 0.003 | 0.003 | 0 | 0 | 0 | 0 | 0 | 0 | 0 | 0 | 0 | 0 | 0 | 0 | 0 | 0 | 0 | 0 | 0 | 0 | 0 | 0 | 0 | 0 | 0 | 0
Beddington SGT | Non-renewable CHP | Gen_BB002 | <1MW | MW | FallingBehind | 0.003 | 0 | 0 | 0 | 0 | 0 | 0 | 0 | 0 | 0 | 0 | 0 | 0 | 0 | 0 | 0 | 0 | 0 | 0 | 0 | 0 | 0 | 0 | 0 | 0 | 0 | 0
Beddington SGT | Non-renewable CHP | Gen_BB002 | <1MW | MW | ElectricEngagement | 0.003 | 0 | 0 | 0 | 0 | 0 | 0 | 0 | 0 | 0 | 0 | 0 | 0 | 0 | 0 | 0 | 0 | 0 | 0 | 0 | 0 | 0 | 0 | 0 | 0 | 0 | 0
Beddington SGT | Non-renewable CHP | Gen_BB002 | <1MW | MW | HydrogenEvolution | 0.003 | 0 | 0 | 0 | 0 | 0 | 0 | 0 | 0 | 0 | 0 | 0 | 0 | 0 | 0 | 0 | 0 | 0 | 0 | 0 | 0 | 0 | 0 | 0 | 0 | 0 | 0
Bolney SGT | Non-renewable CHP | Gen_BB002 | <1MW | MW | HolisticTransition | 0.684 | 0.684 | 0.685 | 0.669 | 0.669 | 0.669 | 0.669 | 0.669 | 0.669 | 0.335 | 0.335 | 0 | 0 | 0 | 0 | 0 | 0 | 0 | 0 | 0 | 0 | 0 | 0 | 0 | 0 | 0 | 0
Bolney SGT | Non-renewable CHP | Gen_BB002 | <1MW | MW | FallingBehind | 0.684 | 0.669 | 0.669 | 0.669 | 0.669 | 0.669 | 0.669 | 0.669 | 0.669 | 0.669 | 0.669 | 0.669 | 0.669 | 0.669 | 0.669 | 0.669 | 0.669 | 0.669 | 0.669 | 0.669 | 0.446 | 0.446 | 0.446 | 0.446 | 0.446 | 0.446 | 0.446
Bolney SGT | Non-renewable CHP | Gen_BB002 | <1MW | MW | ElectricEngagement | 0.684 | 0.669 | 0.669 | 0.669 | 0.669 | 0.669 | 0.669 | 0.446 | 0.446 | 0.446 | 0.446 | 0.446 | 0.335 | 0.223 | 0.223 | 0.223 | 0.223 | 0.223 | 0 | 0 | 0 | 0 | 0 | 0 | 0 | 0 | 0
Bolney SGT | Non-renewable CHP | Gen_BB002 | <1MW | MW | HydrogenEvolution | 0.684 | 0.669 | 0.669 | 0.669 | 0.669 | 0.669 | 0.669 | 0.446 | 0.446 | 0.446 | 0.446 | 0.446 | 0.335 | 0.223 | 0.223 | 0.223 | 0.223 | 0.223 | 0 | 0 | 0 | 0 | 0 | 0 | 0 | 0 | 0
Canterbury SGT | Non-renewable CHP | Gen_BB002 | <1MW | MW | HolisticTransition | 0.004 | 0.004 | 0.004 | 0 | 0 | 0 | 0 | 0 | 0 | 0 | 0 | 0 | 0 | 0 | 0 | 0 | 0 | 0 | 0 | 0 | 0 | 0 | 0 | 0 | 0 | 0 | 0
Canterbury SGT | Non-renewable CHP | Gen_BB002 | <1MW | MW | FallingBehind | 0.004 | 0 | 0 | 0 | 0 | 0 | 0 | 0 | 0 | 0 | 0 | 0 | 0 | 0 | 0 | 0 | 0 | 0 | 0 | 0 | 0 | 0 | 0 | 0 | 0 | 0 | 0
Canterbury SGT | Non-renewable CHP | Gen_BB002 | <1MW | MW | ElectricEngagement | 0.004 | 0 | 0 | 0 | 0 | 0 | 0 | 0 | 0 | 0 | 0 | 0 | 0 | 0 | 0 | 0 | 0 | 0 | 0 | 0 | 0 | 0 | 0 | 0 | 0 | 0 | 0
Canterbury SGT | Non-renewable CHP | Gen_BB002 | <1MW | MW | HydrogenEvolution | 0.004 | 0 | 0 | 0 | 0 | 0 | 0 | 0 | 0 | 0 | 0 | 0 | 0 | 0 | 0 | 0 | 0 | 0 | 0 | 0 | 0 | 0 | 0 | 0 | 0 | 0 | 0
Chessington SGT 1 & SGT 4A | Non-renewable CHP | Gen_BB002 | <1MW | MW | HolisticTransition | 0.002 | 0.002 | 0.002 | 0 | 0 | 0 | 0 | 0 | 0 | 0 | 0 | 0 | 0 | 0 | 0 | 0 | 0 | 0 | 0 | 0 | 0 | 0 | 0 | 0 | 0 | 0 | 0
Chessington SGT 1 & SGT 4A | Non-renewable CHP | Gen_BB002 | <1MW | MW | FallingBehind | 0.002 | 0 | 0 | 0 | 0 | 0 | 0 | 0 | 0 | 0 | 0 | 0 | 0 | 0 | 0 | 0 | 0 | 0 | 0 | 0 | 0 | 0 | 0 | 0 | 0 | 0 | 0
Chessington SGT 1 & SGT 4A | Non-renewable CHP | Gen_BB002 | <1MW | MW | ElectricEngagement | 0.002 | 0 | 0 | 0 | 0 | 0 | 0 | 0 | 0 | 0 | 0 | 0 | 0 | 0 | 0 | 0 | 0 | 0 | 0 | 0 | 0 | 0 | 0 | 0 | 0 | 0 | 0
Chessington SGT 1 & SGT 4A | Non-renewable CHP | Gen_BB002 | <1MW | MW | HydrogenEvolution | 0.002 | 0 | 0 | 0 | 0 | 0 | 0 | 0 | 0 | 0 | 0 | 0 | 0 | 0 | 0 | 0 | 0 | 0 | 0 | 0 | 0 | 0 | 0 | 0 | 0 | 0 | 0
Chessington SGT 2 & SGT 4B | Non-renewable CHP | Gen_BB002 | <1MW | MW | HolisticTransition | 0.005 | 0.005 | 0.005 | 0 | 0 | 0 | 0 | 0 | 0 | 0 | 0 | 0 | 0 | 0 | 0 | 0 | 0 | 0 | 0 | 0 | 0 | 0 | 0 | 0 | 0 | 0 | 0
Chessington SGT 2 & SGT 4B | Non-renewable CHP | Gen_BB002 | <1MW | MW | FallingBehind | 0.005 | 0 | 0 | 0 | 0 | 0 | 0 | 0 | 0 | 0 | 0 | 0 | 0 | 0 | 0 | 0 | 0 | 0 | 0 | 0 | 0 | 0 | 0 | 0 | 0 | 0 | 0
Chessington SGT 2 & SGT 4B | Non-renewable CHP | Gen_BB002 | <1MW | MW | ElectricEngagement | 0.005 | 0 | 0 | 0 | 0 | 0 | 0 | 0 | 0 | 0 | 0 | 0 | 0 | 0 | 0 | 0 | 0 | 0 | 0 | 0 | 0 | 0 | 0 | 0 | 0 | 0 | 0
Chessington SGT 2 & SGT 4B | Non-renewable CHP | Gen_BB002 | <1MW | MW | HydrogenEvolution | 0.005 | 0 | 0 | 0 | 0 | 0 | 0 | 0 | 0 | 0 | 0 | 0 | 0 | 0 | 0 | 0 | 0 | 0 | 0 | 0 | 0 | 0 | 0 | 0 | 0 | 0 | 0
Kemsley SGT | Non-renewable CHP | Gen_BB002 | <1MW | MW | HolisticTransition | 0 | 0 | 0 | 0 | 0 | 0 | 0 | 0 | 0 | 0 | 0 | 0 | 0 | 0 | 0 | 0 | 0 | 0 | 0 | 0 | 0 | 0 | 0 | 0 | 0 | 0 | 0
Kemsley SGT | Non-renewable CHP | Gen_BB002 | <1MW | MW | FallingBehind | 0 | 0 | 0 | 0 | 0 | 0 | 0 | 0 | 0 | 0 | 0 | 0 | 0 | 0 | 0 | 0 | 0 | 0 | 0 | 0 | 0 | 0 | 0 | 0 | 0 | 0 | 0
Kemsley SGT | Non-renewable CHP | Gen_BB002 | <1MW | MW | ElectricEngagement | 0 | 0 | 0 | 0 | 0 | 0 | 0 | 0 | 0 | 0 | 0 | 0 | 0 | 0 | 0 | 0 | 0 | 0 | 0 | 0 | 0 | 0 | 0 | 0 | 0 | 0 | 0
Kemsley SGT | Non-renewable CHP | Gen_BB002 | <1MW | MW | HydrogenEvolution | 0 | 0 | 0 | 0 | 0 | 0 | 0 | 0 | 0 | 0 | 0 | 0 | 0 | 0 | 0 | 0 | 0 | 0 | 0 | 0 | 0 | 0 | 0 | 0 | 0 | 0 | 0
Kemsley SGT 3A | Non-renewable CHP | Gen_BB002 | <1MW | MW | HolisticTransition | 0 | 0 | 0 | 0 | 0 | 0 | 0 | 0 | 0 | 0 | 0 | 0 | 0 | 0 | 0 | 0 | 0 | 0 | 0 | 0 | 0 | 0 | 0 | 0 | 0 | 0 | 0
Kemsley SGT 3A | Non-renewable CHP | Gen_BB002 | <1MW | MW | FallingBehind | 0 | 0 | 0 | 0 | 0 | 0 | 0 | 0 | 0 | 0 | 0 | 0 | 0 | 0 | 0 | 0 | 0 | 0 | 0 | 0 | 0 | 0 | 0 | 0 | 0 | 0 | 0
Kemsley SGT 3A | Non-renewable CHP | Gen_BB002 | <1MW | MW | ElectricEngagement | 0 | 0 | 0 | 0 | 0 | 0 | 0 | 0 | 0 | 0 | 0 | 0 | 0 | 0 | 0 | 0 | 0 | 0 | 0 | 0 | 0 | 0 | 0 | 0 | 0 | 0 | 0
Kemsley SGT 3A | Non-renewable CHP | Gen_BB002 | <1MW | MW | HydrogenEvolution | 0 | 0 | 0 | 0 | 0 | 0 | 0 | 0 | 0 | 0 | 0 | 0 | 0 | 0 | 0 | 0 | 0 | 0 | 0 | 0 | 0 | 0 | 0 | 0 | 0 | 0 | 0
Kemsley SGT1 & 2 | Non-renewable CHP | Gen_BB002 | <1MW | MW | HolisticTransition | 0 | 0 | 0 | 0 | 0 | 0 | 0 | 0 | 0 | 0 | 0 | 0 | 0 | 0 | 0 | 0 | 0 | 0 | 0 | 0 | 0 | 0 | 0 | 0 | 0 | 0 | 0
Kemsley SGT1 & 2 | Non-renewable CHP | Gen_BB002 | <1MW | MW | FallingBehind | 0 | 0 | 0 | 0 | 0 | 0 | 0 | 0 | 0 | 0 | 0 | 0 | 0 | 0 | 0 | 0 | 0 | 0 | 0 | 0 | 0 | 0 | 0 | 0 | 0 | 0 | 0
Kemsley SGT1 & 2 | Non-renewable CHP | Gen_BB002 | <1MW | MW | ElectricEngagement | 0 | 0 | 0 | 0 | 0 | 0 | 0 | 0 | 0 | 0 | 0 | 0 | 0 | 0 | 0 | 0 | 0 | 0 | 0 | 0 | 0 | 0 | 0 | 0 | 0 | 0 | 0
Kemsley SGT1 & 2 | Non-renewable CHP | Gen_BB002 | <1MW | MW | HydrogenEvolution | 0 | 0 | 0 | 0 | 0 | 0 | 0 | 0 | 0 | 0 | 0 | 0 | 0 | 0 | 0 | 0 | 0 | 0 | 0 | 0 | 0 | 0 | 0 | 0 | 0 | 0 | 0
Kingsnorth SGT | Non-renewable CHP | Gen_BB002 | <1MW | MW | HolisticTransition | 0.004 | 0.004 | 0.004 | 0 | 0 | 0 | 0 | 0 | 0 | 0 | 0 | 0 | 0 | 0 | 0 | 0 | 0 | 0 | 0 | 0 | 0 | 0 | 0 | 0 | 0 | 0 | 0
Kingsnorth SGT | Non-renewable CHP | Gen_BB002 | <1MW | MW | FallingBehind | 0.004 | 0 | 0 | 0 | 0 | 0 | 0 | 0 | 0 | 0 | 0 | 0 | 0 | 0 | 0 | 0 | 0 | 0 | 0 | 0 | 0 | 0 | 0 | 0 | 0 | 0 | 0
Kingsnorth SGT | Non-renewable CHP | Gen_BB002 | <1MW | MW | ElectricEngagement | 0.004 | 0 | 0 | 0 | 0 | 0 | 0 | 0 | 0 | 0 | 0 | 0 | 0 | 0 | 0 | 0 | 0 | 0 | 0 | 0 | 0 | 0 | 0 | 0 | 0 | 0 | 0
Kingsnorth SGT | Non-renewable CHP | Gen_BB002 | <1MW | MW | HydrogenEvolution | 0.004 | 0 | 0 | 0 | 0 | 0 | 0 | 0 | 0 | 0 | 0 | 0 | 0 | 0 | 0 | 0 | 0 | 0 | 0 | 0 | 0 | 0 | 0 | 0 | 0 | 0 | 0
Laleham SGT | Non-renewable CHP | Gen_BB002 | <1MW | MW | HolisticTransition | 0 | 0 | 0 | 0 | 0 | 0 | 0 | 0 | 0 | 0 | 0 | 0 | 0 | 0 | 0 | 0 | 0 | 0 | 0 | 0 | 0 | 0 | 0 | 0 | 0 | 0 | 0
Laleham SGT | Non-renewable CHP | Gen_BB002 | <1MW | MW | FallingBehind | 0 | 0 | 0 | 0 | 0 | 0 | 0 | 0 | 0 | 0 | 0 | 0 | 0 | 0 | 0 | 0 | 0 | 0 | 0 | 0 | 0 | 0 | 0 | 0 | 0 | 0 | 0
Laleham SGT | Non-renewable CHP | Gen_BB002 | <1MW | MW | ElectricEngagement | 0 | 0 | 0 | 0 | 0 | 0 | 0 | 0 | 0 | 0 | 0 | 0 | 0 | 0 | 0 | 0 | 0 | 0 | 0 | 0 | 0 | 0 | 0 | 0 | 0 | 0 | 0
Laleham SGT | Non-renewable CHP | Gen_BB002 | <1MW | MW | HydrogenEvolution | 0 | 0 | 0 | 0 | 0 | 0 | 0 | 0 | 0 | 0 | 0 | 0 | 0 | 0 | 0 | 0 | 0 | 0 | 0 | 0 | 0 | 0 | 0 | 0 | 0 | 0 | 0
Little Horsted SGT | Non-renewable CHP | Gen_BB002 | <1MW | MW | HolisticTransition | 0 | 0 | 0 | 0 | 0 | 0 | 0 | 0 | 0 | 0 | 0 | 0 | 0 | 0 | 0 | 0 | 0 | 0 | 0 | 0 | 0 | 0 | 0 | 0 | 0 | 0 | 0
Little Horsted SGT | Non-renewable CHP | Gen_BB002 | <1MW | MW | FallingBehind | 0 | 0 | 0 | 0 | 0 | 0 | 0 | 0 | 0 | 0 | 0 | 0 | 0 | 0 | 0 | 0 | 0 | 0 | 0 | 0 | 0 | 0 | 0 | 0 | 0 | 0 | 0
Little Horsted SGT | Non-renewable CHP | Gen_BB002 | <1MW | MW | ElectricEngagement | 0 | 0 | 0 | 0 | 0 | 0 | 0 | 0 | 0 | 0 | 0 | 0 | 0 | 0 | 0 | 0 | 0 | 0 | 0 | 0 | 0 | 0 | 0 | 0 | 0 | 0 | 0
Little Horsted SGT | Non-renewable CHP | Gen_BB002 | <1MW | MW | HydrogenEvolution | 0 | 0 | 0 | 0 | 0 | 0 | 0 | 0 | 0 | 0 | 0 | 0 | 0 | 0 | 0 | 0 | 0 | 0 | 0 | 0 | 0 | 0 | 0 | 0 | 0 | 0 | 0
Littlebrook SGT | Non-renewable CHP | Gen_BB002 | <1MW | MW | HolisticTransition | 0 | 0 | 0 | 0 | 0 | 0 | 0 | 0 | 0 | 0 | 0 | 0 | 0 | 0 | 0 | 0 | 0 | 0 | 0 | 0 | 0 | 0 | 0 | 0 | 0 | 0 | 0
Littlebrook SGT | Non-renewable CHP | Gen_BB002 | <1MW | MW | FallingBehind | 0 | 0 | 0 | 0 | 0 | 0 | 0 | 0 | 0 | 0 | 0 | 0 | 0 | 0 | 0 | 0 | 0 | 0 | 0 | 0 | 0 | 0 | 0 | 0 | 0 | 0 | 0
Littlebrook SGT | Non-renewable CHP | Gen_BB002 | <1MW | MW | ElectricEngagement | 0 | 0 | 0 | 0 | 0 | 0 | 0 | 0 | 0 | 0 | 0 | 0 | 0 | 0 | 0 | 0 | 0 | 0 | 0 | 0 | 0 | 0 | 0 | 0 | 0 | 0 | 0
Littlebrook SGT | Non-renewable CHP | Gen_BB002 | <1MW | MW | HydrogenEvolution | 0 | 0 | 0 | 0 | 0 | 0 | 0 | 0 | 0 | 0 | 0 | 0 | 0 | 0 | 0 | 0 | 0 | 0 | 0 | 0 | 0 | 0 | 0 | 0 | 0 | 0 | 0
Ninfield SGT | Non-renewable CHP | Gen_BB002 | <1MW | MW | HolisticTransition | 0.006 | 0.006 | 0.007 | 0 | 0 | 0 | 0 | 0 | 0 | 0 | 0 | 0 | 0 | 0 | 0 | 0 | 0 | 0 | 0 | 0 | 0 | 0 | 0 | 0 | 0 | 0 | 0
Ninfield SGT | Non-renewable CHP | Gen_BB002 | <1MW | MW | FallingBehind | 0.006 | 0 | 0 | 0 | 0 | 0 | 0 | 0 | 0 | 0 | 0 | 0 | 0 | 0 | 0 | 0 | 0 | 0 | 0 | 0 | 0 | 0 | 0 | 0 | 0 | 0 | 0
Ninfield SGT | Non-renewable CHP | Gen_BB002 | <1MW | MW | ElectricEngagement | 0.006 | 0 | 0 | 0 | 0 | 0 | 0 | 0 | 0 | 0 | 0 | 0 | 0 | 0 | 0 | 0 | 0 | 0 | 0 | 0 | 0 | 0 | 0 | 0 | 0 | 0 | 0
Ninfield SGT | Non-renewable CHP | Gen_BB002 | <1MW | MW | HydrogenEvolution | 0.006 | 0 | 0 | 0 | 0 | 0 | 0 | 0 | 0 | 0 | 0 | 0 | 0 | 0 | 0 | 0 | 0 | 0 | 0 | 0 | 0 | 0 | 0 | 0 | 0 | 0 | 0
Northfleet SGT | Non-renewable CHP | Gen_BB002 | <1MW | MW | HolisticTransition | 0.101 | 0.101 | 0.101 | 0.096 | 0.096 | 0.096 | 0.096 | 0.096 | 0.096 | 0.048 | 0.048 | 0 | 0 | 0 | 0 | 0 | 0 | 0 | 0 | 0 | 0 | 0 | 0 | 0 | 0 | 0 | 0
Northfleet SGT | Non-renewable CHP | Gen_BB002 | <1MW | MW | FallingBehind | 0.101 | 0.096 | 0.096 | 0.096 | 0.096 | 0.096 | 0.096 | 0.096 | 0.096 | 0.096 | 0.096 | 0.096 | 0.096 | 0.096 | 0.096 | 0.096 | 0.096 | 0.096 | 0.096 | 0.096 | 0.064 | 0.064 | 0.064 | 0.064 | 0.064 | 0.064 | 0.064
Northfleet SGT | Non-renewable CHP | Gen_BB002 | <1MW | MW | ElectricEngagement | 0.101 | 0.096 | 0.096 | 0.096 | 0.096 | 0.096 | 0.096 | 0.064 | 0.064 | 0.064 | 0.064 | 0.064 | 0.048 | 0.032 | 0.032 | 0.032 | 0.032 | 0.032 | 0 | 0 | 0 | 0 | 0 | 0 | 0 | 0 | 0
Northfleet SGT | Non-renewable CHP | Gen_BB002 | <1MW | MW | HydrogenEvolution | 0.101 | 0.096 | 0.096 | 0.096 | 0.096 | 0.096 | 0.096 | 0.064 | 0.064 | 0.064 | 0.064 | 0.064 | 0.048 | 0.032 | 0.032 | 0.032 | 0.032 | 0.032 | 0 | 0 | 0 | 0 | 0 | 0 | 0 | 0 | 0
Sellindge SGT2 & 3 & Richborough SGT | Non-renewable CHP | Gen_BB002 | <1MW | MW | HolisticTransition | 0 | 0 | 0 | 0 | 0 | 0 | 0 | 0 | 0 | 0 | 0 | 0 | 0 | 0 | 0 | 0 | 0 | 0 | 0 | 0 | 0 | 0 | 0 | 0 | 0 | 0 | 0
Sellindge SGT2 & 3 & Richborough SGT | Non-renewable CHP | Gen_BB002 | <1MW | MW | FallingBehind | 0 | 0 | 0 | 0 | 0 | 0 | 0 | 0 | 0 | 0 | 0 | 0 | 0 | 0 | 0 | 0 | 0 | 0 | 0 | 0 | 0 | 0 | 0 | 0 | 0 | 0 | 0
Sellindge SGT2 & 3 & Richborough SGT | Non-renewable CHP | Gen_BB002 | <1MW | MW | ElectricEngagement | 0 | 0 | 0 | 0 | 0 | 0 | 0 | 0 | 0 | 0 | 0 | 0 | 0 | 0 | 0 | 0 | 0 | 0 | 0 | 0 | 0 | 0 | 0 | 0 | 0 | 0 | 0
Sellindge SGT2 & 3 & Richborough SGT | Non-renewable CHP | Gen_BB002 | <1MW | MW | HydrogenEvolution | 0 | 0 | 0 | 0 | 0 | 0 | 0 | 0 | 0 | 0 | 0 | 0 | 0 | 0 | 0 | 0 | 0 | 0 | 0 | 0 | 0 | 0 | 0 | 0 | 0 | 0 | 0
Sellindge SGT5A SGT6 | Non-renewable CHP | Gen_BB002 | <1MW | MW | HolisticTransition | 0 | 0 | 0 | 0 | 0 | 0 | 0 | 0 | 0 | 0 | 0 | 0 | 0 | 0 | 0 | 0 | 0 | 0 | 0 | 0 | 0 | 0 | 0 | 0 | 0 | 0 | 0
Sellindge SGT5A SGT6 | Non-renewable CHP | Gen_BB002 | <1MW | MW | FallingBehind | 0 | 0 | 0 | 0 | 0 | 0 | 0 | 0 | 0 | 0 | 0 | 0 | 0 | 0 | 0 | 0 | 0 | 0 | 0 | 0 | 0 | 0 | 0 | 0 | 0 | 0 | 0
Sellindge SGT5A SGT6 | Non-renewable CHP | Gen_BB002 | <1MW | MW | ElectricEngagement | 0 | 0 | 0 | 0 | 0 | 0 | 0 | 0 | 0 | 0 | 0 | 0 | 0 | 0 | 0 | 0 | 0 | 0 | 0 | 0 | 0 | 0 | 0 | 0 | 0 | 0 | 0
Sellindge SGT5A SGT6 | Non-renewable CHP | Gen_BB002 | <1MW | MW | HydrogenEvolution | 0 | 0 | 0 | 0 | 0 | 0 | 0 | 0 | 0 | 0 | 0 | 0 | 0 | 0 | 0 | 0 | 0 | 0 | 0 | 0 | 0 | 0 | 0 | 0 | 0 | 0 | 0
West Weybridge SGT | Non-renewable CHP | Gen_BB002 | <1MW | MW | HolisticTransition | 0.013 | 0.013 | 0.014 | 0 | 0 | 0 | 0 | 0 | 0 | 0 | 0 | 0 | 0 | 0 | 0 | 0 | 0 | 0 | 0 | 0 | 0 | 0 | 0 | 0 | 0 | 0 | 0
West Weybridge SGT | Non-renewable CHP | Gen_BB002 | <1MW | MW | FallingBehind | 0.013 | 0 | 0 | 0 | 0 | 0 | 0 | 0 | 0 | 0 | 0 | 0 | 0 | 0 | 0 | 0 | 0 | 0 | 0 | 0 | 0 | 0 | 0 | 0 | 0 | 0 | 0
West Weybridge SGT | Non-renewable CHP | Gen_BB002 | <1MW | MW | ElectricEngagement | 0.013 | 0 | 0 | 0 | 0 | 0 | 0 | 0 | 0 | 0 | 0 | 0 | 0 | 0 | 0 | 0 | 0 | 0 | 0 | 0 | 0 | 0 | 0 | 0 | 0 | 0 | 0
West Weybridge SGT | Non-renewable CHP | Gen_BB002 | <1MW | MW | HydrogenEvolution | 0.013 | 0 | 0 | 0 | 0 | 0 | 0 | 0 | 0 | 0 | 0 | 0 | 0 | 0 | 0 | 0 | 0 | 0 | 0 | 0 | 0 | 0 | 0 | 0 | 0 | 0 | 0
Beddington SGT | Micro CHP | Gen_BB003 | Domestic (G98/G83) | MW | HolisticTransition | 0 | 0 | 0 | 0 | 0 | 0 | 0 | 0 | 0 | 0 | 0 | 0 | 0 | 0 | 0 | 0 | 0 | 0 | 0 | 0 | 0 | 0 | 0 | 0 | 0 | 0 | 0
Beddington SGT | Micro CHP | Gen_BB003 | Domestic (G98/G83) | MW | FallingBehind | 0 | 0 | 0 | 0 | 0 | 0 | 0 | 0 | 0 | 0 | 0 | 0 | 0 | 0 | 0 | 0 | 0 | 0 | 0 | 0 | 0 | 0 | 0 | 0 | 0 | 0 | 0
Beddington SGT | Micro CHP | Gen_BB003 | Domestic (G98/G83) | MW | ElectricEngagement | 0 | 0 | 0 | 0 | 0 | 0 | 0 | 0 | 0 | 0 | 0 | 0 | 0 | 0 | 0 | 0 | 0 | 0 | 0 | 0 | 0 | 0 | 0 | 0 | 0 | 0 | 0
Beddington SGT | Micro CHP | Gen_BB003 | Domestic (G98/G83) | MW | HydrogenEvolution | 0 | 0 | 0 | 0 | 0 | 0 | 0 | 0 | 0 | 0 | 0 | 0 | 0 | 0 | 0 | 0 | 0 | 0 | 0 | 0 | 0 | 0 | 0 | 0 | 0 | 0 | 0
Bolney SGT | Micro CHP | Gen_BB003 | Domestic (G98/G83) | MW | HolisticTransition | 0 | 0 | 0 | 0 | 0 | 0 | 0 | 0 | 0 | 0 | 0 | 0 | 0 | 0 | 0 | 0 | 0 | 0 | 0 | 0 | 0 | 0 | 0 | 0 | 0 | 0 | 0
Bolney SGT | Micro CHP | Gen_BB003 | Domestic (G98/G83) | MW | FallingBehind | 0 | 0 | 0 | 0 | 0 | 0 | 0 | 0 | 0 | 0 | 0 | 0 | 0 | 0 | 0 | 0 | 0 | 0 | 0 | 0 | 0 | 0 | 0 | 0 | 0 | 0 | 0
Bolney SGT | Micro CHP | Gen_BB003 | Domestic (G98/G83) | MW | ElectricEngagement | 0 | 0 | 0 | 0 | 0 | 0 | 0 | 0 | 0 | 0 | 0 | 0 | 0 | 0 | 0 | 0 | 0 | 0 | 0 | 0 | 0 | 0 | 0 | 0 | 0 | 0 | 0
Bolney SGT | Micro CHP | Gen_BB003 | Domestic (G98/G83) | MW | HydrogenEvolution | 0 | 0 | 0 | 0 | 0 | 0 | 0 | 0 | 0 | 0 | 0 | 0 | 0 | 0 | 0 | 0 | 0 | 0 | 0 | 0 | 0 | 0 | 0 | 0 | 0 | 0 | 0
Canterbury SGT | Micro CHP | Gen_BB003 | Domestic (G98/G83) | MW | HolisticTransition | 0 | 0 | 0 | 0 | 0 | 0 | 0 | 0 | 0 | 0 | 0 | 0 | 0 | 0 | 0 | 0 | 0 | 0 | 0 | 0 | 0 | 0 | 0 | 0 | 0 | 0 | 0
Canterbury SGT | Micro CHP | Gen_BB003 | Domestic (G98/G83) | MW | FallingBehind | 0 | 0 | 0 | 0 | 0 | 0 | 0 | 0 | 0 | 0 | 0 | 0 | 0 | 0 | 0 | 0 | 0 | 0 | 0 | 0 | 0 | 0 | 0 | 0 | 0 | 0 | 0
Canterbury SGT | Micro CHP | Gen_BB003 | Domestic (G98/G83) | MW | ElectricEngagement | 0 | 0 | 0 | 0 | 0 | 0 | 0 | 0 | 0 | 0 | 0 | 0 | 0 | 0 | 0 | 0 | 0 | 0 | 0 | 0 | 0 | 0 | 0 | 0 | 0 | 0 | 0
Canterbury SGT | Micro CHP | Gen_BB003 | Domestic (G98/G83) | MW | HydrogenEvolution | 0 | 0 | 0 | 0 | 0 | 0 | 0 | 0 | 0 | 0 | 0 | 0 | 0 | 0 | 0 | 0 | 0 | 0 | 0 | 0 | 0 | 0 | 0 | 0 | 0 | 0 | 0
Chessington SGT 1 & SGT 4A | Micro CHP | Gen_BB003 | Domestic (G98/G83) | MW | HolisticTransition | 0 | 0 | 0 | 0 | 0 | 0 | 0 | 0 | 0 | 0 | 0 | 0 | 0 | 0 | 0 | 0 | 0 | 0 | 0 | 0 | 0 | 0 | 0 | 0 | 0 | 0 | 0
Chessington SGT 1 & SGT 4A | Micro CHP | Gen_BB003 | Domestic (G98/G83) | MW | FallingBehind | 0 | 0 | 0 | 0 | 0 | 0 | 0 | 0 | 0 | 0 | 0 | 0 | 0 | 0 | 0 | 0 | 0 | 0 | 0 | 0 | 0 | 0 | 0 | 0 | 0 | 0 | 0
Chessington SGT 1 & SGT 4A | Micro CHP | Gen_BB003 | Domestic (G98/G83) | MW | ElectricEngagement | 0 | 0 | 0 | 0 | 0 | 0 | 0 | 0 | 0 | 0 | 0 | 0 | 0 | 0 | 0 | 0 | 0 | 0 | 0 | 0 | 0 | 0 | 0 | 0 | 0 | 0 | 0
Chessington SGT 1 & SGT 4A | Micro CHP | Gen_BB003 | Domestic (G98/G83) | MW | HydrogenEvolution | 0 | 0 | 0 | 0 | 0 | 0 | 0 | 0 | 0 | 0 | 0 | 0 | 0 | 0 | 0 | 0 | 0 | 0 | 0 | 0 | 0 | 0 | 0 | 0 | 0 | 0 | 0
Chessington SGT 2 & SGT 4B | Micro CHP | Gen_BB003 | Domestic (G98/G83) | MW | HolisticTransition | 0 | 0 | 0 | 0 | 0 | 0 | 0 | 0 | 0 | 0 | 0 | 0 | 0 | 0 | 0 | 0 | 0 | 0 | 0 | 0 | 0 | 0 | 0 | 0 | 0 | 0 | 0
Chessington SGT 2 & SGT 4B | Micro CHP | Gen_BB003 | Domestic (G98/G83) | MW | FallingBehind | 0 | 0 | 0 | 0 | 0 | 0 | 0 | 0 | 0 | 0 | 0 | 0 | 0 | 0 | 0 | 0 | 0 | 0 | 0 | 0 | 0 | 0 | 0 | 0 | 0 | 0 | 0
Chessington SGT 2 & SGT 4B | Micro CHP | Gen_BB003 | Domestic (G98/G83) | MW | ElectricEngagement | 0 | 0 | 0 | 0 | 0 | 0 | 0 | 0 | 0 | 0 | 0 | 0 | 0 | 0 | 0 | 0 | 0 | 0 | 0 | 0 | 0 | 0 | 0 | 0 | 0 | 0 | 0
Chessington SGT 2 & SGT 4B | Micro CHP | Gen_BB003 | Domestic (G98/G83) | MW | HydrogenEvolution | 0 | 0 | 0 | 0 | 0 | 0 | 0 | 0 | 0 | 0 | 0 | 0 | 0 | 0 | 0 | 0 | 0 | 0 | 0 | 0 | 0 | 0 | 0 | 0 | 0 | 0 | 0
Kemsley SGT | Micro CHP | Gen_BB003 | Domestic (G98/G83) | MW | HolisticTransition | 0 | 0 | 0 | 0 | 0 | 0 | 0 | 0 | 0 | 0 | 0 | 0 | 0 | 0 | 0 | 0 | 0 | 0 | 0 | 0 | 0 | 0 | 0 | 0 | 0 | 0 | 0
Kemsley SGT | Micro CHP | Gen_BB003 | Domestic (G98/G83) | MW | FallingBehind | 0 | 0 | 0 | 0 | 0 | 0 | 0 | 0 | 0 | 0 | 0 | 0 | 0 | 0 | 0 | 0 | 0 | 0 | 0 | 0 | 0 | 0 | 0 | 0 | 0 | 0 | 0
Kemsley SGT | Micro CHP | Gen_BB003 | Domestic (G98/G83) | MW | ElectricEngagement | 0 | 0 | 0 | 0 | 0 | 0 | 0 | 0 | 0 | 0 | 0 | 0 | 0 | 0 | 0 | 0 | 0 | 0 | 0 | 0 | 0 | 0 | 0 | 0 | 0 | 0 | 0
Kemsley SGT | Micro CHP | Gen_BB003 | Domestic (G98/G83) | MW | HydrogenEvolution | 0 | 0 | 0 | 0 | 0 | 0 | 0 | 0 | 0 | 0 | 0 | 0 | 0 | 0 | 0 | 0 | 0 | 0 | 0 | 0 | 0 | 0 | 0 | 0 | 0 | 0 | 0
Kemsley SGT 3A | Micro CHP | Gen_BB003 | Domestic (G98/G83) | MW | HolisticTransition | 0 | 0 | 0 | 0 | 0 | 0 | 0 | 0 | 0 | 0 | 0 | 0 | 0 | 0 | 0 | 0 | 0 | 0 | 0 | 0 | 0 | 0 | 0 | 0 | 0 | 0 | 0
Kemsley SGT 3A | Micro CHP | Gen_BB003 | Domestic (G98/G83) | MW | FallingBehind | 0 | 0 | 0 | 0 | 0 | 0 | 0 | 0 | 0 | 0 | 0 | 0 | 0 | 0 | 0 | 0 | 0 | 0 | 0 | 0 | 0 | 0 | 0 | 0 | 0 | 0 | 0
Kemsley SGT 3A | Micro CHP | Gen_BB003 | Domestic (G98/G83) | MW | ElectricEngagement | 0 | 0 | 0 | 0 | 0 | 0 | 0 | 0 | 0 | 0 | 0 | 0 | 0 | 0 | 0 | 0 | 0 | 0 | 0 | 0 | 0 | 0 | 0 | 0 | 0 | 0 | 0
Kemsley SGT 3A | Micro CHP | Gen_BB003 | Domestic (G98/G83) | MW | HydrogenEvolution | 0 | 0 | 0 | 0 | 0 | 0 | 0 | 0 | 0 | 0 | 0 | 0 | 0 | 0 | 0 | 0 | 0 | 0 | 0 | 0 | 0 | 0 | 0 | 0 | 0 | 0 | 0
Kemsley SGT1 & 2 | Micro CHP | Gen_BB003 | Domestic (G98/G83) | MW | HolisticTransition | 0 | 0 | 0 | 0 | 0 | 0 | 0 | 0 | 0 | 0 | 0 | 0 | 0 | 0 | 0 | 0 | 0 | 0 | 0 | 0 | 0 | 0 | 0 | 0 | 0 | 0 | 0
Kemsley SGT1 & 2 | Micro CHP | Gen_BB003 | Domestic (G98/G83) | MW | FallingBehind | 0 | 0 | 0 | 0 | 0 | 0 | 0 | 0 | 0 | 0 | 0 | 0 | 0 | 0 | 0 | 0 | 0 | 0 | 0 | 0 | 0 | 0 | 0 | 0 | 0 | 0 | 0
Kemsley SGT1 & 2 | Micro CHP | Gen_BB003 | Domestic (G98/G83) | MW | ElectricEngagement | 0 | 0 | 0 | 0 | 0 | 0 | 0 | 0 | 0 | 0 | 0 | 0 | 0 | 0 | 0 | 0 | 0 | 0 | 0 | 0 | 0 | 0 | 0 | 0 | 0 | 0 | 0
Kemsley SGT1 & 2 | Micro CHP | Gen_BB003 | Domestic (G98/G83) | MW | HydrogenEvolution | 0 | 0 | 0 | 0 | 0 | 0 | 0 | 0 | 0 | 0 | 0 | 0 | 0 | 0 | 0 | 0 | 0 | 0 | 0 | 0 | 0 | 0 | 0 | 0 | 0 | 0 | 0
Kingsnorth SGT | Micro CHP | Gen_BB003 | Domestic (G98/G83) | MW | HolisticTransition | 0 | 0 | 0 | 0 | 0 | 0 | 0 | 0 | 0 | 0 | 0 | 0 | 0 | 0 | 0 | 0 | 0 | 0 | 0 | 0 | 0 | 0 | 0 | 0 | 0 | 0 | 0
Kingsnorth SGT | Micro CHP | Gen_BB003 | Domestic (G98/G83) | MW | FallingBehind | 0 | 0 | 0 | 0 | 0 | 0 | 0 | 0 | 0 | 0 | 0 | 0 | 0 | 0 | 0 | 0 | 0 | 0 | 0 | 0 | 0 | 0 | 0 | 0 | 0 | 0 | 0
Kingsnorth SGT | Micro CHP | Gen_BB003 | Domestic (G98/G83) | MW | ElectricEngagement | 0 | 0 | 0 | 0 | 0 | 0 | 0 | 0 | 0 | 0 | 0 | 0 | 0 | 0 | 0 | 0 | 0 | 0 | 0 | 0 | 0 | 0 | 0 | 0 | 0 | 0 | 0
Kingsnorth SGT | Micro CHP | Gen_BB003 | Domestic (G98/G83) | MW | HydrogenEvolution | 0 | 0 | 0 | 0 | 0 | 0 | 0 | 0 | 0 | 0 | 0 | 0 | 0 | 0 | 0 | 0 | 0 | 0 | 0 | 0 | 0 | 0 | 0 | 0 | 0 | 0 | 0
Laleham SGT | Micro CHP | Gen_BB003 | Domestic (G98/G83) | MW | HolisticTransition | 0 | 0 | 0 | 0 | 0 | 0 | 0 | 0 | 0 | 0 | 0 | 0 | 0 | 0 | 0 | 0 | 0 | 0 | 0 | 0 | 0 | 0 | 0 | 0 | 0 | 0 | 0
Laleham SGT | Micro CHP | Gen_BB003 | Domestic (G98/G83) | MW | FallingBehind | 0 | 0 | 0 | 0 | 0 | 0 | 0 | 0 | 0 | 0 | 0 | 0 | 0 | 0 | 0 | 0 | 0 | 0 | 0 | 0 | 0 | 0 | 0 | 0 | 0 | 0 | 0
Laleham SGT | Micro CHP | Gen_BB003 | Domestic (G98/G83) | MW | ElectricEngagement | 0 | 0 | 0 | 0 | 0 | 0 | 0 | 0 | 0 | 0 | 0 | 0 | 0 | 0 | 0 | 0 | 0 | 0 | 0 | 0 | 0 | 0 | 0 | 0 | 0 | 0 | 0
Laleham SGT | Micro CHP | Gen_BB003 | Domestic (G98/G83) | MW | HydrogenEvolution | 0 | 0 | 0 | 0 | 0 | 0 | 0 | 0 | 0 | 0 | 0 | 0 | 0 | 0 | 0 | 0 | 0 | 0 | 0 | 0 | 0 | 0 | 0 | 0 | 0 | 0 | 0
Little Horsted SGT | Micro CHP | Gen_BB003 | Domestic (G98/G83) | MW | HolisticTransition | 0 | 0 | 0 | 0 | 0 | 0 | 0 | 0 | 0 | 0 | 0 | 0 | 0 | 0 | 0 | 0 | 0 | 0 | 0 | 0 | 0 | 0 | 0 | 0 | 0 | 0 | 0
Little Horsted SGT | Micro CHP | Gen_BB003 | Domestic (G98/G83) | MW | FallingBehind | 0 | 0 | 0 | 0 | 0 | 0 | 0 | 0 | 0 | 0 | 0 | 0 | 0 | 0 | 0 | 0 | 0 | 0 | 0 | 0 | 0 | 0 | 0 | 0 | 0 | 0 | 0
Little Horsted SGT | Micro CHP | Gen_BB003 | Domestic (G98/G83) | MW | ElectricEngagement | 0 | 0 | 0 | 0 | 0 | 0 | 0 | 0 | 0 | 0 | 0 | 0 | 0 | 0 | 0 | 0 | 0 | 0 | 0 | 0 | 0 | 0 | 0 | 0 | 0 | 0 | 0
Little Horsted SGT | Micro CHP | Gen_BB003 | Domestic (G98/G83) | MW | HydrogenEvolution | 0 | 0 | 0 | 0 | 0 | 0 | 0 | 0 | 0 | 0 | 0 | 0 | 0 | 0 | 0 | 0 | 0 | 0 | 0 | 0 | 0 | 0 | 0 | 0 | 0 | 0 | 0
Littlebrook SGT | Micro CHP | Gen_BB003 | Domestic (G98/G83) | MW | HolisticTransition | 0 | 0 | 0 | 0 | 0 | 0 | 0 | 0 | 0 | 0 | 0 | 0 | 0 | 0 | 0 | 0 | 0 | 0 | 0 | 0 | 0 | 0 | 0 | 0 | 0 | 0 | 0
Littlebrook SGT | Micro CHP | Gen_BB003 | Domestic (G98/G83) | MW | FallingBehind | 0 | 0 | 0 | 0 | 0 | 0 | 0 | 0 | 0 | 0 | 0 | 0 | 0 | 0 | 0 | 0 | 0 | 0 | 0 | 0 | 0 | 0 | 0 | 0 | 0 | 0 | 0
Littlebrook SGT | Micro CHP | Gen_BB003 | Domestic (G98/G83) | MW | ElectricEngagement | 0 | 0 | 0 | 0 | 0 | 0 | 0 | 0 | 0 | 0 | 0 | 0 | 0 | 0 | 0 | 0 | 0 | 0 | 0 | 0 | 0 | 0 | 0 | 0 | 0 | 0 | 0
Littlebrook SGT | Micro CHP | Gen_BB003 | Domestic (G98/G83) | MW | HydrogenEvolution | 0 | 0 | 0 | 0 | 0 | 0 | 0 | 0 | 0 | 0 | 0 | 0 | 0 | 0 | 0 | 0 | 0 | 0 | 0 | 0 | 0 | 0 | 0 | 0 | 0 | 0 | 0
Ninfield SGT | Micro CHP | Gen_BB003 | Domestic (G98/G83) | MW | HolisticTransition | 0 | 0 | 0 | 0 | 0 | 0 | 0 | 0 | 0 | 0 | 0 | 0 | 0 | 0 | 0 | 0 | 0 | 0 | 0 | 0 | 0 | 0 | 0 | 0 | 0 | 0 | 0
Ninfield SGT | Micro CHP | Gen_BB003 | Domestic (G98/G83) | MW | FallingBehind | 0 | 0 | 0 | 0 | 0 | 0 | 0 | 0 | 0 | 0 | 0 | 0 | 0 | 0 | 0 | 0 | 0 | 0 | 0 | 0 | 0 | 0 | 0 | 0 | 0 | 0 | 0
Ninfield SGT | Micro CHP | Gen_BB003 | Domestic (G98/G83) | MW | ElectricEngagement | 0 | 0 | 0 | 0 | 0 | 0 | 0 | 0 | 0 | 0 | 0 | 0 | 0 | 0 | 0 | 0 | 0 | 0 | 0 | 0 | 0 | 0 | 0 | 0 | 0 | 0 | 0
Ninfield SGT | Micro CHP | Gen_BB003 | Domestic (G98/G83) | MW | HydrogenEvolution | 0 | 0 | 0 | 0 | 0 | 0 | 0 | 0 | 0 | 0 | 0 | 0 | 0 | 0 | 0 | 0 | 0 | 0 | 0 | 0 | 0 | 0 | 0 | 0 | 0 | 0 | 0
Northfleet SGT | Micro CHP | Gen_BB003 | Domestic (G98/G83) | MW | HolisticTransition | 0 | 0 | 0 | 0 | 0 | 0 | 0 | 0 | 0 | 0 | 0 | 0 | 0 | 0 | 0 | 0 | 0 | 0 | 0 | 0 | 0 | 0 | 0 | 0 | 0 | 0 | 0
Northfleet SGT | Micro CHP | Gen_BB003 | Domestic (G98/G83) | MW | FallingBehind | 0 | 0 | 0 | 0 | 0 | 0 | 0 | 0 | 0 | 0 | 0 | 0 | 0 | 0 | 0 | 0 | 0 | 0 | 0 | 0 | 0 | 0 | 0 | 0 | 0 | 0 | 0
Northfleet SGT | Micro CHP | Gen_BB003 | Domestic (G98/G83) | MW | ElectricEngagement | 0 | 0 | 0 | 0 | 0 | 0 | 0 | 0 | 0 | 0 | 0 | 0 | 0 | 0 | 0 | 0 | 0 | 0 | 0 | 0 | 0 | 0 | 0 | 0 | 0 | 0 | 0
Northfleet SGT | Micro CHP | Gen_BB003 | Domestic (G98/G83) | MW | HydrogenEvolution | 0 | 0 | 0 | 0 | 0 | 0 | 0 | 0 | 0 | 0 | 0 | 0 | 0 | 0 | 0 | 0 | 0 | 0 | 0 | 0 | 0 | 0 | 0 | 0 | 0 | 0 | 0
Sellindge SGT2 & 3 & Richborough SGT | Micro CHP | Gen_BB003 | Domestic (G98/G83) | MW | HolisticTransition | 0 | 0 | 0 | 0 | 0 | 0 | 0 | 0 | 0 | 0 | 0 | 0 | 0 | 0 | 0 | 0 | 0 | 0 | 0 | 0 | 0 | 0 | 0 | 0 | 0 | 0 | 0
Sellindge SGT2 & 3 & Richborough SGT | Micro CHP | Gen_BB003 | Domestic (G98/G83) | MW | FallingBehind | 0 | 0 | 0 | 0 | 0 | 0 | 0 | 0 | 0 | 0 | 0 | 0 | 0 | 0 | 0 | 0 | 0 | 0 | 0 | 0 | 0 | 0 | 0 | 0 | 0 | 0 | 0
Sellindge SGT2 & 3 & Richborough SGT | Micro CHP | Gen_BB003 | Domestic (G98/G83) | MW | ElectricEngagement | 0 | 0 | 0 | 0 | 0 | 0 | 0 | 0 | 0 | 0 | 0 | 0 | 0 | 0 | 0 | 0 | 0 | 0 | 0 | 0 | 0 | 0 | 0 | 0 | 0 | 0 | 0
Sellindge SGT2 & 3 & Richborough SGT | Micro CHP | Gen_BB003 | Domestic (G98/G83) | MW | HydrogenEvolution | 0 | 0 | 0 | 0 | 0 | 0 | 0 | 0 | 0 | 0 | 0 | 0 | 0 | 0 | 0 | 0 | 0 | 0 | 0 | 0 | 0 | 0 | 0 | 0 | 0 | 0 | 0
Sellindge SGT5A SGT6 | Micro CHP | Gen_BB003 | Domestic (G98/G83) | MW | HolisticTransition | 0 | 0 | 0 | 0 | 0 | 0 | 0 | 0 | 0 | 0 | 0 | 0 | 0 | 0 | 0 | 0 | 0 | 0 | 0 | 0 | 0 | 0 | 0 | 0 | 0 | 0 | 0
Sellindge SGT5A SGT6 | Micro CHP | Gen_BB003 | Domestic (G98/G83) | MW | FallingBehind | 0 | 0 | 0 | 0 | 0 | 0 | 0 | 0 | 0 | 0 | 0 | 0 | 0 | 0 | 0 | 0 | 0 | 0 | 0 | 0 | 0 | 0 | 0 | 0 | 0 | 0 | 0
Sellindge SGT5A SGT6 | Micro CHP | Gen_BB003 | Domestic (G98/G83) | MW | ElectricEngagement | 0 | 0 | 0 | 0 | 0 | 0 | 0 | 0 | 0 | 0 | 0 | 0 | 0 | 0 | 0 | 0 | 0 | 0 | 0 | 0 | 0 | 0 | 0 | 0 | 0 | 0 | 0
Sellindge SGT5A SGT6 | Micro CHP | Gen_BB003 | Domestic (G98/G83) | MW | HydrogenEvolution | 0 | 0 | 0 | 0 | 0 | 0 | 0 | 0 | 0 | 0 | 0 | 0 | 0 | 0 | 0 | 0 | 0 | 0 | 0 | 0 | 0 | 0 | 0 | 0 | 0 | 0 | 0
West Weybridge SGT | Micro CHP | Gen_BB003 | Domestic (G98/G83) | MW | HolisticTransition | 0 | 0 | 0 | 0 | 0 | 0 | 0 | 0 | 0 | 0 | 0 | 0 | 0 | 0 | 0 | 0 | 0 | 0 | 0 | 0 | 0 | 0 | 0 | 0 | 0 | 0 | 0
West Weybridge SGT | Micro CHP | Gen_BB003 | Domestic (G98/G83) | MW | FallingBehind | 0 | 0 | 0 | 0 | 0 | 0 | 0 | 0 | 0 | 0 | 0 | 0 | 0 | 0 | 0 | 0 | 0 | 0 | 0 | 0 | 0 | 0 | 0 | 0 | 0 | 0 | 0
West Weybridge SGT | Micro CHP | Gen_BB003 | Domestic (G98/G83) | MW | ElectricEngagement | 0 | 0 | 0 | 0 | 0 | 0 | 0 | 0 | 0 | 0 | 0 | 0 | 0 | 0 | 0 | 0 | 0 | 0 | 0 | 0 | 0 | 0 | 0 | 0 | 0 | 0 | 0
West Weybridge SGT | Micro CHP | Gen_BB003 | Domestic (G98/G83) | MW | HydrogenEvolution | 0 | 0 | 0 | 0 | 0 | 0 | 0 | 0 | 0 | 0 | 0 | 0 | 0 | 0 | 0 | 0 | 0 | 0 | 0 | 0 | 0 | 0 | 0 | 0 | 0 | 0 | 0
Beddington SGT | Renewable Engines (Landfill Gas, Sewage Gas, Biogas) | Gen_BB004 |  | MW | HolisticTransition | 8.015 | 8.015 | 8.015 | 8.015 | 8.015 | 8.015 | 8.015 | 8.015 | 8.015 | 8.015 | 8.015 | 8.015 | 8.015 | 8.015 | 8.015 | 8.015 | 8.015 | 8.015 | 8.015 | 8.015 | 8.015 | 8.015 | 8.015 | 8.015 | 8.015 | 8.015 | 8.015
Beddington SGT | Renewable Engines (Landfill Gas, Sewage Gas, Biogas) | Gen_BB004 |  | MW | FallingBehind | 8.015 | 8.407 | 8.407 | 7.928 | 7.797 | 7.71 | 7.536 | 7.144 | 6.621 | 5.968 | 5.532 | 5.489 | 4.748 | 3.964 | 3.616 | 3.572 | 3.528 | 3.528 | 3.267 | 2.875 | 2.875 | 2.875 | 2.831 | 2.831 | 2.831 | 2.831 | 2.831
Beddington SGT | Renewable Engines (Landfill Gas, Sewage Gas, Biogas) | Gen_BB004 |  | MW | ElectricEngagement | 8.015 | 8.015 | 8.015 | 8.015 | 8.015 | 8.015 | 8.015 | 8.015 | 8.015 | 8.015 | 8.015 | 8.015 | 8.015 | 8.015 | 8.015 | 8.015 | 8.015 | 8.015 | 8.015 | 8.015 | 8.015 | 8.015 | 8.015 | 8.015 | 8.015 | 8.015 | 8.015
Beddington SGT | Renewable Engines (Landfill Gas, Sewage Gas, Biogas) | Gen_BB004 |  | MW | HydrogenEvolution | 8.015 | 8.391 | 8.391 | 8.015 | 8.015 | 8.015 | 8.015 | 8.015 | 7.718 | 7.379 | 7.082 | 7.082 | 6.87 | 6.276 | 6.064 | 6.064 | 6.064 | 6.064 | 6.064 | 5.895 | 5.895 | 5.895 | 5.895 | 5.895 | 5.895 | 5.895 | 5.895
Bolney SGT | Renewable Engines (Landfill Gas, Sewage Gas, Biogas) | Gen_BB004 |  | MW | HolisticTransition | 44.606 | 44.635 | 43.364 | 43.392 | 43.392 | 43.392 | 43.392 | 43.392 | 43.392 | 43.392 | 43.392 | 43.392 | 43.392 | 43.392 | 43.392 | 43.392 | 43.392 | 43.392 | 43.392 | 43.392 | 43.392 | 43.392 | 43.392 | 43.392 | 43.392 | 43.392 | 43.392
Bolney SGT | Renewable Engines (Landfill Gas, Sewage Gas, Biogas) | Gen_BB004 |  | MW | FallingBehind | 44.606 | 46.571 | 45.224 | 42.855 | 42.149 | 41.678 | 40.736 | 38.617 | 35.791 | 32.259 | 29.904 | 29.669 | 25.666 | 21.427 | 19.544 | 19.308 | 19.072 | 19.072 | 17.659 | 15.541 | 15.541 | 15.541 | 15.306 | 15.306 | 15.305 | 15.305 | 15.305
Bolney SGT | Renewable Engines (Landfill Gas, Sewage Gas, Biogas) | Gen_BB004 |  | MW | ElectricEngagement | 44.606 | 44.635 | 43.364 | 43.392 | 43.392 | 43.392 | 43.392 | 43.392 | 43.392 | 43.392 | 43.392 | 43.392 | 43.392 | 43.392 | 43.392 | 43.392 | 43.392 | 43.392 | 43.392 | 43.392 | 43.392 | 43.392 | 43.392 | 43.392 | 43.392 | 43.392 | 43.392
Bolney SGT | Renewable Engines (Landfill Gas, Sewage Gas, Biogas) | Gen_BB004 |  | MW | HydrogenEvolution | 44.606 | 46.506 | 45.175 | 43.364 | 43.364 | 43.364 | 43.364 | 43.364 | 41.758 | 39.923 | 38.317 | 38.317 | 37.17 | 33.956 | 32.809 | 32.809 | 32.809 | 32.809 | 32.809 | 31.892 | 31.892 | 31.892 | 31.892 | 31.892 | 31.892 | 31.892 | 31.892
Canterbury SGT | Renewable Engines (Landfill Gas, Sewage Gas, Biogas) | Gen_BB004 |  | MW | HolisticTransition | 7 | 7 | 7 | 7 | 7 | 7 | 7 | 7 | 7 | 7 | 7 | 7 | 7 | 7 | 7 | 7 | 7 | 7 | 7 | 7 | 7 | 7 | 7 | 7 | 7 | 7 | 7
Canterbury SGT | Renewable Engines (Landfill Gas, Sewage Gas, Biogas) | Gen_BB004 |  | MW | FallingBehind | 7 | 7.42 | 7.42 | 6.924 | 6.81 | 6.734 | 6.582 | 6.239 | 5.783 | 5.212 | 4.832 | 4.794 | 4.147 | 3.462 | 3.158 | 3.12 | 3.081 | 3.081 | 2.853 | 2.511 | 2.511 | 2.511 | 2.473 | 2.473 | 2.473 | 2.473 | 2.473
Canterbury SGT | Renewable Engines (Landfill Gas, Sewage Gas, Biogas) | Gen_BB004 |  | MW | ElectricEngagement | 7 | 7 | 7 | 7 | 7 | 7 | 7 | 7 | 7 | 7 | 7 | 7 | 7 | 7 | 7 | 7 | 7 | 7 | 7 | 7 | 7 | 7 | 7 | 7 | 7 | 7 | 7
Canterbury SGT | Renewable Engines (Landfill Gas, Sewage Gas, Biogas) | Gen_BB004 |  | MW | HydrogenEvolution | 7 | 7.403 | 7.403 | 7 | 7 | 7 | 7 | 7 | 6.741 | 6.445 | 6.185 | 6.185 | 6 | 5.481 | 5.296 | 5.296 | 5.296 | 5.296 | 5.296 | 5.148 | 5.148 | 5.148 | 5.148 | 5.148 | 5.148 | 5.148 | 5.148
Chessington SGT 1 & SGT 4A | Renewable Engines (Landfill Gas, Sewage Gas, Biogas) | Gen_BB004 |  | MW | HolisticTransition | 0 | 0 | 0 | 0 | 0 | 0 | 0 | 0 | 0 | 0 | 0 | 0 | 0 | 0 | 0 | 0 | 0 | 0 | 0 | 0 | 0 | 0 | 0 | 0 | 0 | 0 | 0
Chessington SGT 1 & SGT 4A | Renewable Engines (Landfill Gas, Sewage Gas, Biogas) | Gen_BB004 |  | MW | FallingBehind | 0 | 0 | 0 | 0 | 0 | 0 | 0 | 0 | 0 | 0 | 0 | 0 | 0 | 0 | 0 | 0 | 0 | 0 | 0 | 0 | 0 | 0 | 0 | 0 | 0 | 0 | 0
Chessington SGT 1 & SGT 4A | Renewable Engines (Landfill Gas, Sewage Gas, Biogas) | Gen_BB004 |  | MW | ElectricEngagement | 0 | 0 | 0 | 0 | 0 | 0 | 0 | 0 | 0 | 0 | 0 | 0 | 0 | 0 | 0 | 0 | 0 | 0 | 0 | 0 | 0 | 0 | 0 | 0 | 0 | 0 | 0
Chessington SGT 1 & SGT 4A | Renewable Engines (Landfill Gas, Sewage Gas, Biogas) | Gen_BB004 |  | MW | HydrogenEvolution | 0 | 0 | 0 | 0 | 0 | 0 | 0 | 0 | 0 | 0 | 0 | 0 | 0 | 0 | 0 | 0 | 0 | 0 | 0 | 0 | 0 | 0 | 0 | 0 | 0 | 0 | 0
Chessington SGT 2 & SGT 4B | Renewable Engines (Landfill Gas, Sewage Gas, Biogas) | Gen_BB004 |  | MW | HolisticTransition | 0 | 0 | 0 | 0 | 0 | 0 | 0 | 0 | 0 | 0 | 0 | 0 | 0 | 0 | 0 | 0 | 0 | 0 | 0 | 0 | 0 | 0 | 0 | 0 | 0 | 0 | 0
Chessington SGT 2 & SGT 4B | Renewable Engines (Landfill Gas, Sewage Gas, Biogas) | Gen_BB004 |  | MW | FallingBehind | 0 | 0.016 | 0.016 | 0 | 0 | 0 | 0 | 0 | 0 | 0 | 0 | 0 | 0 | 0 | 0 | 0 | 0 | 0 | 0 | 0 | 0 | 0 | 0 | 0 | 0 | 0 | 0
Chessington SGT 2 & SGT 4B | Renewable Engines (Landfill Gas, Sewage Gas, Biogas) | Gen_BB004 |  | MW | ElectricEngagement | 0 | 0 | 0 | 0 | 0 | 0 | 0 | 0 | 0 | 0 | 0 | 0 | 0 | 0 | 0 | 0 | 0 | 0 | 0 | 0 | 0 | 0 | 0 | 0 | 0 | 0 | 0
Chessington SGT 2 & SGT 4B | Renewable Engines (Landfill Gas, Sewage Gas, Biogas) | Gen_BB004 |  | MW | HydrogenEvolution | 0 | 0.015 | 0.015 | 0 | 0 | 0 | 0 | 0 | 0 | 0 | 0 | 0 | 0 | 0 | 0 | 0 | 0 | 0 | 0 | 0 | 0 | 0 | 0 | 0 | 0 | 0 | 0
Kemsley SGT | Renewable Engines (Landfill Gas, Sewage Gas, Biogas) | Gen_BB004 |  | MW | HolisticTransition | 0 | 0 | 0 | 0 | 0 | 0 | 0 | 0 | 0 | 0 | 0 | 0 | 0 | 0 | 0 | 0 | 0 | 0 | 0 | 0 | 0 | 0 | 0 | 0 | 0 | 0 | 0
Kemsley SGT | Renewable Engines (Landfill Gas, Sewage Gas, Biogas) | Gen_BB004 |  | MW | FallingBehind | 0 | 0 | 0 | 0 | 0 | 0 | 0 | 0 | 0 | 0 | 0 | 0 | 0 | 0 | 0 | 0 | 0 | 0 | 0 | 0 | 0 | 0 | 0 | 0 | 0 | 0 | 0
Kemsley SGT | Renewable Engines (Landfill Gas, Sewage Gas, Biogas) | Gen_BB004 |  | MW | ElectricEngagement | 0 | 0 | 0 | 0 | 0 | 0 | 0 | 0 | 0 | 0 | 0 | 0 | 0 | 0 | 0 | 0 | 0 | 0 | 0 | 0 | 0 | 0 | 0 | 0 | 0 | 0 | 0
Kemsley SGT | Renewable Engines (Landfill Gas, Sewage Gas, Biogas) | Gen_BB004 |  | MW | HydrogenEvolution | 0 | 0 | 0 | 0 | 0 | 0 | 0 | 0 | 0 | 0 | 0 | 0 | 0 | 0 | 0 | 0 | 0 | 0 | 0 | 0 | 0 | 0 | 0 | 0 | 0 | 0 | 0
Kemsley SGT 3A | Renewable Engines (Landfill Gas, Sewage Gas, Biogas) | Gen_BB004 |  | MW | HolisticTransition | 0 | 0 | 0 | 0 | 0 | 0 | 0 | 0 | 0 | 0 | 0 | 0 | 0 | 0 | 0 | 0 | 0 | 0 | 0 | 0 | 0 | 0 | 0 | 0 | 0 | 0 | 0
Kemsley SGT 3A | Renewable Engines (Landfill Gas, Sewage Gas, Biogas) | Gen_BB004 |  | MW | FallingBehind | 0 | 0 | 0 | 0 | 0 | 0 | 0 | 0 | 0 | 0 | 0 | 0 | 0 | 0 | 0 | 0 | 0 | 0 | 0 | 0 | 0 | 0 | 0 | 0 | 0 | 0 | 0
Kemsley SGT 3A | Renewable Engines (Landfill Gas, Sewage Gas, Biogas) | Gen_BB004 |  | MW | ElectricEngagement | 0 | 0 | 0 | 0 | 0 | 0 | 0 | 0 | 0 | 0 | 0 | 0 | 0 | 0 | 0 | 0 | 0 | 0 | 0 | 0 | 0 | 0 | 0 | 0 | 0 | 0 | 0
Kemsley SGT 3A | Renewable Engines (Landfill Gas, Sewage Gas, Biogas) | Gen_BB004 |  | MW | HydrogenEvolution | 0 | 0 | 0 | 0 | 0 | 0 | 0 | 0 | 0 | 0 | 0 | 0 | 0 | 0 | 0 | 0 | 0 | 0 | 0 | 0 | 0 | 0 | 0 | 0 | 0 | 0 | 0
Kemsley SGT1 & 2 | Renewable Engines (Landfill Gas, Sewage Gas, Biogas) | Gen_BB004 |  | MW | HolisticTransition | 0 | 0 | 0 | 0 | 0 | 0 | 0 | 0 | 0 | 0 | 0 | 0 | 0 | 0 | 0 | 0 | 0 | 0 | 0 | 0 | 0 | 0 | 0 | 0 | 0 | 0 | 0
Kemsley SGT1 & 2 | Renewable Engines (Landfill Gas, Sewage Gas, Biogas) | Gen_BB004 |  | MW | FallingBehind | 0 | 0.007 | 0.007 | 0 | 0 | 0 | 0 | 0 | 0 | 0 | 0 | 0 | 0 | 0 | 0 | 0 | 0 | 0 | 0 | 0 | 0 | 0 | 0 | 0 | 0 | 0 | 0
Kemsley SGT1 & 2 | Renewable Engines (Landfill Gas, Sewage Gas, Biogas) | Gen_BB004 |  | MW | ElectricEngagement | 0 | 0 | 0 | 0 | 0 | 0 | 0 | 0 | 0 | 0 | 0 | 0 | 0 | 0 | 0 | 0 | 0 | 0 | 0 | 0 | 0 | 0 | 0 | 0 | 0 | 0 | 0
Kemsley SGT1 & 2 | Renewable Engines (Landfill Gas, Sewage Gas, Biogas) | Gen_BB004 |  | MW | HydrogenEvolution | 0 | 0.007 | 0.007 | 0 | 0 | 0 | 0 | 0 | 0 | 0 | 0 | 0 | 0 | 0 | 0 | 0 | 0 | 0 | 0 | 0 | 0 | 0 | 0 | 0 | 0 | 0 | 0
Kingsnorth SGT | Renewable Engines (Landfill Gas, Sewage Gas, Biogas) | Gen_BB004 |  | MW | HolisticTransition | 2.5 | 2.5 | 2.5 | 2.5 | 2.5 | 2.5 | 2.5 | 2.5 | 2.5 | 2.5 | 2.5 | 2.5 | 2.5 | 2.5 | 2.5 | 2.5 | 2.5 | 2.5 | 2.5 | 2.5 | 2.5 | 2.5 | 2.5 | 2.5 | 2.5 | 2.5 | 2.5
Kingsnorth SGT | Renewable Engines (Landfill Gas, Sewage Gas, Biogas) | Gen_BB004 |  | MW | FallingBehind | 2.5 | 2.74 | 2.74 | 2.473 | 2.432 | 2.405 | 2.351 | 2.228 | 2.065 | 1.861 | 1.726 | 1.712 | 1.481 | 1.236 | 1.128 | 1.114 | 1.101 | 1.101 | 1.019 | 0.897 | 0.897 | 0.897 | 0.883 | 0.883 | 0.883 | 0.883 | 0.883
Kingsnorth SGT | Renewable Engines (Landfill Gas, Sewage Gas, Biogas) | Gen_BB004 |  | MW | ElectricEngagement | 2.5 | 2.5 | 2.5 | 2.5 | 2.5 | 2.5 | 2.5 | 2.5 | 2.5 | 2.5 | 2.5 | 2.5 | 2.5 | 2.5 | 2.5 | 2.5 | 2.5 | 2.5 | 2.5 | 2.5 | 2.5 | 2.5 | 2.5 | 2.5 | 2.5 | 2.5 | 2.5
Kingsnorth SGT | Renewable Engines (Landfill Gas, Sewage Gas, Biogas) | Gen_BB004 |  | MW | HydrogenEvolution | 2.5 | 2.73 | 2.73 | 2.5 | 2.5 | 2.5 | 2.5 | 2.5 | 2.407 | 2.302 | 2.209 | 2.209 | 2.143 | 1.958 | 1.892 | 1.892 | 1.892 | 1.892 | 1.892 | 1.839 | 1.839 | 1.839 | 1.839 | 1.839 | 1.839 | 1.839 | 1.839
Laleham SGT | Renewable Engines (Landfill Gas, Sewage Gas, Biogas) | Gen_BB004 |  | MW | HolisticTransition | 0 | 0 | 0 | 0 | 0 | 0 | 0 | 0 | 0 | 0 | 0 | 0 | 0 | 0 | 0 | 0 | 0 | 0 | 0 | 0 | 0 | 0 | 0 | 0 | 0 | 0 | 0
Laleham SGT | Renewable Engines (Landfill Gas, Sewage Gas, Biogas) | Gen_BB004 |  | MW | FallingBehind | 0 | 0 | 0 | 0 | 0 | 0 | 0 | 0 | 0 | 0 | 0 | 0 | 0 | 0 | 0 | 0 | 0 | 0 | 0 | 0 | 0 | 0 | 0 | 0 | 0 | 0 | 0
Laleham SGT | Renewable Engines (Landfill Gas, Sewage Gas, Biogas) | Gen_BB004 |  | MW | ElectricEngagement | 0 | 0 | 0 | 0 | 0 | 0 | 0 | 0 | 0 | 0 | 0 | 0 | 0 | 0 | 0 | 0 | 0 | 0 | 0 | 0 | 0 | 0 | 0 | 0 | 0 | 0 | 0
Laleham SGT | Renewable Engines (Landfill Gas, Sewage Gas, Biogas) | Gen_BB004 |  | MW | HydrogenEvolution | 0 | 0 | 0 | 0 | 0 | 0 | 0 | 0 | 0 | 0 | 0 | 0 | 0 | 0 | 0 | 0 | 0 | 0 | 0 | 0 | 0 | 0 | 0 | 0 | 0 | 0 | 0
Little Horsted SGT | Renewable Engines (Landfill Gas, Sewage Gas, Biogas) | Gen_BB004 |  | MW | HolisticTransition | 0 | 0 | 5.2 | 5.2 | 5.2 | 5.2 | 5.2 | 5.2 | 5.2 | 5.2 | 5.2 | 5.2 | 5.2 | 5.2 | 5.2 | 5.2 | 5.2 | 5.2 | 5.2 | 5.2 | 5.2 | 5.2 | 5.2 | 5.2 | 5.2 | 5.2 | 5.2
Little Horsted SGT | Renewable Engines (Landfill Gas, Sewage Gas, Biogas) | Gen_BB004 |  | MW | FallingBehind | 0 | 0 | 5.417 | 5.144 | 5.059 | 5.002 | 4.889 | 4.635 | 4.296 | 3.872 | 3.589 | 3.561 | 3.08 | 2.572 | 2.346 | 2.317 | 2.289 | 2.289 | 2.119 | 1.865 | 1.865 | 1.865 | 1.837 | 1.837 | 1.837 | 1.837 | 1.837
Little Horsted SGT | Renewable Engines (Landfill Gas, Sewage Gas, Biogas) | Gen_BB004 |  | MW | ElectricEngagement | 0 | 0 | 5.2 | 5.2 | 5.2 | 5.2 | 5.2 | 5.2 | 5.2 | 5.2 | 5.2 | 5.2 | 5.2 | 5.2 | 5.2 | 5.2 | 5.2 | 5.2 | 5.2 | 5.2 | 5.2 | 5.2 | 5.2 | 5.2 | 5.2 | 5.2 | 5.2
Little Horsted SGT | Renewable Engines (Landfill Gas, Sewage Gas, Biogas) | Gen_BB004 |  | MW | HydrogenEvolution | 0 | 0 | 5.408 | 5.2 | 5.2 | 5.2 | 5.2 | 5.2 | 5.007 | 4.787 | 4.595 | 4.595 | 4.457 | 4.072 | 3.934 | 3.934 | 3.934 | 3.934 | 3.934 | 3.824 | 3.824 | 3.824 | 3.824 | 3.824 | 3.824 | 3.824 | 3.824
Littlebrook SGT | Renewable Engines (Landfill Gas, Sewage Gas, Biogas) | Gen_BB004 |  | MW | HolisticTransition | 2 | 2 | 2 | 2 | 2 | 2 | 2 | 2 | 2 | 2 | 2 | 2 | 2 | 2 | 2 | 2 | 2 | 2 | 2 | 2 | 2 | 2 | 2 | 2 | 2 | 2 | 2
Littlebrook SGT | Renewable Engines (Landfill Gas, Sewage Gas, Biogas) | Gen_BB004 |  | MW | FallingBehind | 2 | 2.056 | 2.057 | 1.978 | 1.946 | 1.924 | 1.88 | 1.783 | 1.652 | 1.489 | 1.38 | 1.37 | 1.185 | 0.989 | 0.902 | 0.891 | 0.88 | 0.88 | 0.815 | 0.717 | 0.717 | 0.717 | 0.707 | 0.707 | 0.707 | 0.707 | 0.707
Littlebrook SGT | Renewable Engines (Landfill Gas, Sewage Gas, Biogas) | Gen_BB004 |  | MW | ElectricEngagement | 2 | 2 | 2 | 2 | 2 | 2 | 2 | 2 | 2 | 2 | 2 | 2 | 2 | 2 | 2 | 2 | 2 | 2 | 2 | 2 | 2 | 2 | 2 | 2 | 2 | 2 | 2
Littlebrook SGT | Renewable Engines (Landfill Gas, Sewage Gas, Biogas) | Gen_BB004 |  | MW | HydrogenEvolution | 2 | 2.054 | 2.056 | 2 | 2 | 2 | 2 | 2 | 1.926 | 1.841 | 1.767 | 1.767 | 1.714 | 1.566 | 1.513 | 1.513 | 1.513 | 1.513 | 1.513 | 1.471 | 1.471 | 1.471 | 1.471 | 1.471 | 1.471 | 1.471 | 1.471
Ninfield SGT | Renewable Engines (Landfill Gas, Sewage Gas, Biogas) | Gen_BB004 |  | MW | HolisticTransition | 7.672 | 7.672 | 3.772 | 3.772 | 3.772 | 3.772 | 3.772 | 3.772 | 3.772 | 3.772 | 3.772 | 3.772 | 3.772 | 3.772 | 3.772 | 3.772 | 3.772 | 3.772 | 3.772 | 3.772 | 3.772 | 3.772 | 3.772 | 3.772 | 3.772 | 3.772 | 3.772
Ninfield SGT | Renewable Engines (Landfill Gas, Sewage Gas, Biogas) | Gen_BB004 |  | MW | FallingBehind | 7.672 | 8.03 | 3.967 | 3.731 | 3.67 | 3.629 | 3.547 | 3.362 | 3.116 | 2.809 | 2.604 | 2.583 | 2.235 | 1.866 | 1.702 | 1.681 | 1.66 | 1.66 | 1.537 | 1.353 | 1.353 | 1.353 | 1.333 | 1.333 | 1.333 | 1.333 | 1.333
Ninfield SGT | Renewable Engines (Landfill Gas, Sewage Gas, Biogas) | Gen_BB004 |  | MW | ElectricEngagement | 7.672 | 7.672 | 3.772 | 3.772 | 3.772 | 3.772 | 3.772 | 3.772 | 3.772 | 3.772 | 3.772 | 3.772 | 3.772 | 3.772 | 3.772 | 3.772 | 3.772 | 3.772 | 3.772 | 3.772 | 3.772 | 3.772 | 3.772 | 3.772 | 3.772 | 3.772 | 3.772
Ninfield SGT | Renewable Engines (Landfill Gas, Sewage Gas, Biogas) | Gen_BB004 |  | MW | HydrogenEvolution | 7.672 | 8.015 | 3.959 | 3.772 | 3.772 | 3.772 | 3.772 | 3.772 | 3.632 | 3.473 | 3.333 | 3.333 | 3.233 | 2.954 | 2.854 | 2.854 | 2.854 | 2.854 | 2.854 | 2.774 | 2.774 | 2.774 | 2.774 | 2.774 | 2.774 | 2.774 | 2.774
Northfleet SGT | Renewable Engines (Landfill Gas, Sewage Gas, Biogas) | Gen_BB004 |  | MW | HolisticTransition | 12.4 | 15.565 | 18.73 | 21.895 | 21.895 | 21.895 | 21.895 | 21.895 | 21.895 | 21.895 | 21.895 | 21.895 | 21.895 | 21.895 | 21.895 | 21.895 | 21.895 | 21.895 | 21.895 | 21.895 | 21.895 | 21.895 | 21.895 | 21.895 | 21.895 | 21.895 | 21.895
Northfleet SGT | Renewable Engines (Landfill Gas, Sewage Gas, Biogas) | Gen_BB004 |  | MW | FallingBehind | 12.4 | 13.389 | 14.236 | 14.352 | 14.116 | 13.958 | 13.643 | 12.933 | 11.987 | 10.804 | 10.015 | 9.936 | 8.596 | 7.176 | 6.546 | 6.467 | 6.387 | 6.387 | 5.914 | 5.205 | 5.205 | 5.205 | 5.126 | 5.126 | 5.126 | 5.126 | 5.126
Northfleet SGT | Renewable Engines (Landfill Gas, Sewage Gas, Biogas) | Gen_BB004 |  | MW | ElectricEngagement | 12.4 | 15.565 | 18.73 | 21.895 | 21.895 | 21.895 | 21.895 | 21.895 | 21.895 | 21.895 | 21.895 | 21.895 | 21.895 | 21.895 | 21.895 | 21.895 | 21.895 | 21.895 | 21.895 | 21.895 | 21.895 | 21.895 | 21.895 | 21.895 | 21.895 | 21.895 | 21.895
Northfleet SGT | Renewable Engines (Landfill Gas, Sewage Gas, Biogas) | Gen_BB004 |  | MW | HydrogenEvolution | 12.4 | 14.785 | 17.165 | 18.73 | 18.73 | 18.73 | 18.73 | 18.73 | 18.036 | 17.244 | 16.55 | 16.55 | 16.055 | 14.667 | 14.171 | 14.171 | 14.171 | 14.171 | 14.171 | 13.775 | 13.775 | 13.775 | 13.775 | 13.775 | 13.775 | 13.775 | 13.775
Sellindge SGT2 & 3 & Richborough SGT | Renewable Engines (Landfill Gas, Sewage Gas, Biogas) | Gen_BB004 |  | MW | HolisticTransition | 1.15 | 1.15 | 1.15 | 1.15 | 1.15 | 1.15 | 1.15 | 1.15 | 1.15 | 1.15 | 1.15 | 1.15 | 1.15 | 1.15 | 1.15 | 1.15 | 1.15 | 1.15 | 1.15 | 1.15 | 1.15 | 1.15 | 1.15 | 1.15 | 1.15 | 1.15 | 1.15
Sellindge SGT2 & 3 & Richborough SGT | Renewable Engines (Landfill Gas, Sewage Gas, Biogas) | Gen_BB004 |  | MW | FallingBehind | 1.15 | 1.247 | 1.247 | 1.138 | 1.119 | 1.106 | 1.081 | 1.025 | 0.95 | 0.856 | 0.794 | 0.788 | 0.681 | 0.569 | 0.519 | 0.513 | 0.506 | 0.506 | 0.469 | 0.413 | 0.413 | 0.413 | 0.406 | 0.406 | 0.406 | 0.406 | 0.406
Sellindge SGT2 & 3 & Richborough SGT | Renewable Engines (Landfill Gas, Sewage Gas, Biogas) | Gen_BB004 |  | MW | ElectricEngagement | 1.15 | 1.15 | 1.15 | 1.15 | 1.15 | 1.15 | 1.15 | 1.15 | 1.15 | 1.15 | 1.15 | 1.15 | 1.15 | 1.15 | 1.15 | 1.15 | 1.15 | 1.15 | 1.15 | 1.15 | 1.15 | 1.15 | 1.15 | 1.15 | 1.15 | 1.15 | 1.15
Sellindge SGT2 & 3 & Richborough SGT | Renewable Engines (Landfill Gas, Sewage Gas, Biogas) | Gen_BB004 |  | MW | HydrogenEvolution | 1.15 | 1.243 | 1.243 | 1.15 | 1.15 | 1.15 | 1.15 | 1.15 | 1.107 | 1.059 | 1.016 | 1.016 | 0.986 | 0.901 | 0.87 | 0.87 | 0.87 | 0.87 | 0.87 | 0.846 | 0.846 | 0.846 | 0.846 | 0.846 | 0.846 | 0.846 | 0.846
Sellindge SGT5A SGT6 | Renewable Engines (Landfill Gas, Sewage Gas, Biogas) | Gen_BB004 |  | MW | HolisticTransition | 0 | 0 | 0 | 0 | 0 | 0 | 0 | 0 | 0 | 0 | 0 | 0 | 0 | 0 | 0 | 0 | 0 | 0 | 0 | 0 | 0 | 0 | 0 | 0 | 0 | 0 | 0
Sellindge SGT5A SGT6 | Renewable Engines (Landfill Gas, Sewage Gas, Biogas) | Gen_BB004 |  | MW | FallingBehind | 0 | 0 | 0 | 0 | 0 | 0 | 0 | 0 | 0 | 0 | 0 | 0 | 0 | 0 | 0 | 0 | 0 | 0 | 0 | 0 | 0 | 0 | 0 | 0 | 0 | 0 | 0
Sellindge SGT5A SGT6 | Renewable Engines (Landfill Gas, Sewage Gas, Biogas) | Gen_BB004 |  | MW | ElectricEngagement | 0 | 0 | 0 | 0 | 0 | 0 | 0 | 0 | 0 | 0 | 0 | 0 | 0 | 0 | 0 | 0 | 0 | 0 | 0 | 0 | 0 | 0 | 0 | 0 | 0 | 0 | 0
Sellindge SGT5A SGT6 | Renewable Engines (Landfill Gas, Sewage Gas, Biogas) | Gen_BB004 |  | MW | HydrogenEvolution | 0 | 0 | 0 | 0 | 0 | 0 | 0 | 0 | 0 | 0 | 0 | 0 | 0 | 0 | 0 | 0 | 0 | 0 | 0 | 0 | 0 | 0 | 0 | 0 | 0 | 0 | 0
West Weybridge SGT | Renewable Engines (Landfill Gas, Sewage Gas, Biogas) | Gen_BB004 |  | MW | HolisticTransition | 1.46 | 1.46 | 1.46 | 1.46 | 1.46 | 1.46 | 1.46 | 1.46 | 1.46 | 1.46 | 1.46 | 1.46 | 1.46 | 1.46 | 1.46 | 1.46 | 1.46 | 1.46 | 1.46 | 1.46 | 1.46 | 1.46 | 1.46 | 1.46 | 1.46 | 1.46 | 1.46
West Weybridge SGT | Renewable Engines (Landfill Gas, Sewage Gas, Biogas) | Gen_BB004 |  | MW | FallingBehind | 1.46 | 1.492 | 1.493 | 1.444 | 1.42 | 1.404 | 1.373 | 1.301 | 1.206 | 1.087 | 1.008 | 1 | 0.865 | 0.722 | 0.659 | 0.651 | 0.643 | 0.643 | 0.595 | 0.524 | 0.524 | 0.524 | 0.516 | 0.516 | 0.516 | 0.516 | 0.516
West Weybridge SGT | Renewable Engines (Landfill Gas, Sewage Gas, Biogas) | Gen_BB004 |  | MW | ElectricEngagement | 1.46 | 1.46 | 1.46 | 1.46 | 1.46 | 1.46 | 1.46 | 1.46 | 1.46 | 1.46 | 1.46 | 1.46 | 1.46 | 1.46 | 1.46 | 1.46 | 1.46 | 1.46 | 1.46 | 1.46 | 1.46 | 1.46 | 1.46 | 1.46 | 1.46 | 1.46 | 1.46
West Weybridge SGT | Renewable Engines (Landfill Gas, Sewage Gas, Biogas) | Gen_BB004 |  | MW | HydrogenEvolution | 1.46 | 1.491 | 1.492 | 1.46 | 1.46 | 1.46 | 1.46 | 1.46 | 1.406 | 1.344 | 1.29 | 1.29 | 1.251 | 1.143 | 1.105 | 1.105 | 1.105 | 1.105 | 1.105 | 1.074 | 1.074 | 1.074 | 1.074 | 1.074 | 1.074 | 1.074 | 1.074
Beddington SGT | Non-renewable Engines (Diesel) (non CHP) | Gen_BB005 |  | MW | HolisticTransition | 16.036 | 16.036 | 16.036 | 0 | 0 | 0 | 0 | 0 | 0 | 0 | 0 | 0 | 0 | 0 | 0 | 0 | 0 | 0 | 0 | 0 | 0 | 0 | 0 | 0 | 0 | 0 | 0
Beddington SGT | Non-renewable Engines (Diesel) (non CHP) | Gen_BB005 |  | MW | FallingBehind | 16.036 | 9.092 | 9.092 | 7.44 | 6.155 | 4.43 | 3.615 | 3.615 | 3.49 | 2.611 | 0.793 | 0.041 | 0 | 0 | 0 | 0 | 0 | 0 | 0 | 0 | 0 | 0 | 0 | 0 | 0 | 0 | 0
Beddington SGT | Non-renewable Engines (Diesel) (non CHP) | Gen_BB005 |  | MW | ElectricEngagement | 16.036 | 9.237 | 9.237 | 7.118 | 4.709 | 2.701 | 1.606 | 0.876 | 0 | 0 | 0 | 0 | 0 | 0 | 0 | 0 | 0 | 0 | 0 | 0 | 0 | 0 | 0 | 0 | 0 | 0 | 0
Beddington SGT | Non-renewable Engines (Diesel) (non CHP) | Gen_BB005 |  | MW | HydrogenEvolution | 16.036 | 9.237 | 9.237 | 7.118 | 4.709 | 2.701 | 1.606 | 0.876 | 0 | 0 | 0 | 0 | 0 | 0 | 0 | 0 | 0 | 0 | 0 | 0 | 0 | 0 | 0 | 0 | 0 | 0 | 0
Bolney SGT | Non-renewable Engines (Diesel) (non CHP) | Gen_BB005 |  | MW | HolisticTransition | 5.706 | 5.706 | 5.706 | 0 | 0 | 0 | 0 | 0 | 0 | 0 | 0 | 0 | 0 | 0 | 0 | 0 | 0 | 0 | 0 | 0 | 0 | 0 | 0 | 0 | 0 | 0 | 0
Bolney SGT | Non-renewable Engines (Diesel) (non CHP) | Gen_BB005 |  | MW | FallingBehind | 5.706 | 2.91 | 2.91 | 2.316 | 1.916 | 1.379 | 1.125 | 1.125 | 1.086 | 0.813 | 0.247 | 0.013 | 0 | 0 | 0 | 0 | 0 | 0 | 0 | 0 | 0 | 0 | 0 | 0 | 0 | 0 | 0
Bolney SGT | Non-renewable Engines (Diesel) (non CHP) | Gen_BB005 |  | MW | ElectricEngagement | 5.706 | 2.968 | 2.968 | 2.216 | 1.466 | 0.841 | 0.5 | 0.273 | 0 | 0 | 0 | 0 | 0 | 0 | 0 | 0 | 0 | 0 | 0 | 0 | 0 | 0 | 0 | 0 | 0 | 0 | 0
Bolney SGT | Non-renewable Engines (Diesel) (non CHP) | Gen_BB005 |  | MW | HydrogenEvolution | 5.706 | 2.968 | 2.968 | 2.216 | 1.466 | 0.841 | 0.5 | 0.273 | 0 | 0 | 0 | 0 | 0 | 0 | 0 | 0 | 0 | 0 | 0 | 0 | 0 | 0 | 0 | 0 | 0 | 0 | 0
Canterbury SGT | Non-renewable Engines (Diesel) (non CHP) | Gen_BB005 |  | MW | HolisticTransition | 3.927 | 3.927 | 3.927 | 0 | 0 | 0 | 0 | 0 | 0 | 0 | 0 | 0 | 0 | 0 | 0 | 0 | 0 | 0 | 0 | 0 | 0 | 0 | 0 | 0 | 0 | 0 | 0
Canterbury SGT | Non-renewable Engines (Diesel) (non CHP) | Gen_BB005 |  | MW | FallingBehind | 3.927 | 1.504 | 1.504 | 1.086 | 0.898 | 0.646 | 0.527 | 0.527 | 0.509 | 0.381 | 0.116 | 0.006 | 0 | 0 | 0 | 0 | 0 | 0 | 0 | 0 | 0 | 0 | 0 | 0 | 0 | 0 | 0
Canterbury SGT | Non-renewable Engines (Diesel) (non CHP) | Gen_BB005 |  | MW | ElectricEngagement | 3.927 | 1.554 | 1.554 | 1.039 | 0.687 | 0.394 | 0.234 | 0.128 | 0 | 0 | 0 | 0 | 0 | 0 | 0 | 0 | 0 | 0 | 0 | 0 | 0 | 0 | 0 | 0 | 0 | 0 | 0
Canterbury SGT | Non-renewable Engines (Diesel) (non CHP) | Gen_BB005 |  | MW | HydrogenEvolution | 3.927 | 1.554 | 1.554 | 1.039 | 0.687 | 0.394 | 0.234 | 0.128 | 0 | 0 | 0 | 0 | 0 | 0 | 0 | 0 | 0 | 0 | 0 | 0 | 0 | 0 | 0 | 0 | 0 | 0 | 0
Chessington SGT 1 & SGT 4A | Non-renewable Engines (Diesel) (non CHP) | Gen_BB005 |  | MW | HolisticTransition | 0.73 | 0.73 | 0.73 | 0 | 0 | 0 | 0 | 0 | 0 | 0 | 0 | 0 | 0 | 0 | 0 | 0 | 0 | 0 | 0 | 0 | 0 | 0 | 0 | 0 | 0 | 0 | 0
Chessington SGT 1 & SGT 4A | Non-renewable Engines (Diesel) (non CHP) | Gen_BB005 |  | MW | FallingBehind | 0.73 | 0.081 | 0.081 | 0 | 0 | 0 | 0 | 0 | 0 | 0 | 0 | 0 | 0 | 0 | 0 | 0 | 0 | 0 | 0 | 0 | 0 | 0 | 0 | 0 | 0 | 0 | 0
Chessington SGT 1 & SGT 4A | Non-renewable Engines (Diesel) (non CHP) | Gen_BB005 |  | MW | ElectricEngagement | 0.73 | 0.095 | 0.095 | 0 | 0 | 0 | 0 | 0 | 0 | 0 | 0 | 0 | 0 | 0 | 0 | 0 | 0 | 0 | 0 | 0 | 0 | 0 | 0 | 0 | 0 | 0 | 0
Chessington SGT 1 & SGT 4A | Non-renewable Engines (Diesel) (non CHP) | Gen_BB005 |  | MW | HydrogenEvolution | 0.73 | 0.095 | 0.095 | 0 | 0 | 0 | 0 | 0 | 0 | 0 | 0 | 0 | 0 | 0 | 0 | 0 | 0 | 0 | 0 | 0 | 0 | 0 | 0 | 0 | 0 | 0 | 0
Chessington SGT 2 & SGT 4B | Non-renewable Engines (Diesel) (non CHP) | Gen_BB005 |  | MW | HolisticTransition | 11.266 | 11.266 | 11.266 | 0 | 0 | 0 | 0 | 0 | 0 | 0 | 0 | 0 | 0 | 0 | 0 | 0 | 0 | 0 | 0 | 0 | 0 | 0 | 0 | 0 | 0 | 0 | 0
Chessington SGT 2 & SGT 4B | Non-renewable Engines (Diesel) (non CHP) | Gen_BB005 |  | MW | FallingBehind | 11.266 | 3.918 | 3.918 | 2.714 | 2.245 | 1.616 | 1.319 | 1.319 | 1.273 | 0.953 | 0.289 | 0.015 | 0 | 0 | 0 | 0 | 0 | 0 | 0 | 0 | 0 | 0 | 0 | 0 | 0 | 0 | 0
Chessington SGT 2 & SGT 4B | Non-renewable Engines (Diesel) (non CHP) | Gen_BB005 |  | MW | ElectricEngagement | 11.266 | 4.071 | 4.071 | 2.596 | 1.718 | 0.985 | 0.586 | 0.319 | 0 | 0 | 0 | 0 | 0 | 0 | 0 | 0 | 0 | 0 | 0 | 0 | 0 | 0 | 0 | 0 | 0 | 0 | 0
Chessington SGT 2 & SGT 4B | Non-renewable Engines (Diesel) (non CHP) | Gen_BB005 |  | MW | HydrogenEvolution | 11.266 | 4.071 | 4.071 | 2.596 | 1.718 | 0.985 | 0.586 | 0.319 | 0 | 0 | 0 | 0 | 0 | 0 | 0 | 0 | 0 | 0 | 0 | 0 | 0 | 0 | 0 | 0 | 0 | 0 | 0
Kemsley SGT | Non-renewable Engines (Diesel) (non CHP) | Gen_BB005 |  | MW | HolisticTransition | 0 | 0 | 0 | 0 | 0 | 0 | 0 | 0 | 0 | 0 | 0 | 0 | 0 | 0 | 0 | 0 | 0 | 0 | 0 | 0 | 0 | 0 | 0 | 0 | 0 | 0 | 0
Kemsley SGT | Non-renewable Engines (Diesel) (non CHP) | Gen_BB005 |  | MW | FallingBehind | 0 | 0 | 0 | 0 | 0 | 0 | 0 | 0 | 0 | 0 | 1.639 | 0.084 | 0 | 0 | 0 | 0 | 0 | 0 | 0 | 0 | 0 | 0 | 0 | 0 | 0 | 0 | 0
Kemsley SGT | Non-renewable Engines (Diesel) (non CHP) | Gen_BB005 |  | MW | ElectricEngagement | 0 | 0 | 0 | 0 | 0 | 0 | 0 | 0 | 0 | 0 | 0 | 0 | 0 | 0 | 0 | 0 | 0 | 0 | 0 | 0 | 0 | 0 | 0 | 0 | 0 | 0 | 0
Kemsley SGT | Non-renewable Engines (Diesel) (non CHP) | Gen_BB005 |  | MW | HydrogenEvolution | 0 | 0 | 0 | 0 | 0 | 0 | 0 | 0 | 0 | 0 | 0 | 0 | 0 | 0 | 0 | 0 | 0 | 0 | 0 | 0 | 0 | 0 | 0 | 0 | 0 | 0 | 0
Kemsley SGT 3A | Non-renewable Engines (Diesel) (non CHP) | Gen_BB005 |  | MW | HolisticTransition | 0 | 0 | 0 | 0 | 0 | 0 | 0 | 0 | 0 | 0 | 0 | 0 | 0 | 0 | 0 | 0 | 0 | 0 | 0 | 0 | 0 | 0 | 0 | 0 | 0 | 0 | 0
Kemsley SGT 3A | Non-renewable Engines (Diesel) (non CHP) | Gen_BB005 |  | MW | FallingBehind | 0 | 0 | 0 | 0 | 0 | 0 | 0 | 0 | 0 | 0 | 0 | 0 | 0 | 0 | 0 | 0 | 0 | 0 | 0 | 0 | 0 | 0 | 0 | 0 | 0 | 0 | 0
Kemsley SGT 3A | Non-renewable Engines (Diesel) (non CHP) | Gen_BB005 |  | MW | ElectricEngagement | 0 | 0 | 0 | 0 | 0 | 0 | 0 | 0 | 0 | 0 | 0 | 0 | 0 | 0 | 0 | 0 | 0 | 0 | 0 | 0 | 0 | 0 | 0 | 0 | 0 | 0 | 0
Kemsley SGT 3A | Non-renewable Engines (Diesel) (non CHP) | Gen_BB005 |  | MW | HydrogenEvolution | 0 | 0 | 0 | 0 | 0 | 0 | 0 | 0 | 0 | 0 | 0 | 0 | 0 | 0 | 0 | 0 | 0 | 0 | 0 | 0 | 0 | 0 | 0 | 0 | 0 | 0 | 0
Kemsley SGT1 & 2 | Non-renewable Engines (Diesel) (non CHP) | Gen_BB005 |  | MW | HolisticTransition | 35.521 | 35.521 | 35.521 | 0 | 0 | 0 | 0 | 0 | 0 | 0 | 0 | 0 | 0 | 0 | 0 | 0 | 0 | 0 | 0 | 0 | 0 | 0 | 0 | 0 | 0 | 0 | 0
Kemsley SGT1 & 2 | Non-renewable Engines (Diesel) (non CHP) | Gen_BB005 |  | MW | FallingBehind | 35.521 | 19.058 | 19.058 | 15.379 | 12.722 | 9.157 | 7.473 | 7.473 | 7.214 | 5.398 | 0 | 0 | 0 | 0 | 0 | 0 | 0 | 0 | 0 | 0 | 0 | 0 | 0 | 0 | 0 | 0 | 0
Kemsley SGT1 & 2 | Non-renewable Engines (Diesel) (non CHP) | Gen_BB005 |  | MW | ElectricEngagement | 35.521 | 19.402 | 19.402 | 14.713 | 9.733 | 5.584 | 3.32 | 1.81 | 0 | 0 | 0 | 0 | 0 | 0 | 0 | 0 | 0 | 0 | 0 | 0 | 0 | 0 | 0 | 0 | 0 | 0 | 0
Kemsley SGT1 & 2 | Non-renewable Engines (Diesel) (non CHP) | Gen_BB005 |  | MW | HydrogenEvolution | 35.521 | 19.402 | 19.402 | 14.713 | 9.733 | 5.584 | 3.32 | 1.81 | 0 | 0 | 0 | 0 | 0 | 0 | 0 | 0 | 0 | 0 | 0 | 0 | 0 | 0 | 0 | 0 | 0 | 0 | 0
Kingsnorth SGT | Non-renewable Engines (Diesel) (non CHP) | Gen_BB005 |  | MW | HolisticTransition | 21.717 | 21.717 | 21.717 | 0 | 0 | 0 | 0 | 0 | 0 | 0 | 0 | 0 | 0 | 0 | 0 | 0 | 0 | 0 | 0 | 0 | 0 | 0 | 0 | 0 | 0 | 0 | 0
Kingsnorth SGT | Non-renewable Engines (Diesel) (non CHP) | Gen_BB005 |  | MW | FallingBehind | 21.717 | 20.191 | 20.191 | 18.093 | 14.967 | 10.773 | 8.792 | 8.792 | 8.487 | 6.351 | 1.929 | 0.099 | 0 | 0 | 0 | 0 | 0 | 0 | 0 | 0 | 0 | 0 | 0 | 0 | 0 | 0 | 0
Kingsnorth SGT | Non-renewable Engines (Diesel) (non CHP) | Gen_BB005 |  | MW | ElectricEngagement | 21.717 | 20.223 | 20.223 | 17.31 | 11.451 | 6.57 | 3.906 | 2.13 | 0 | 0 | 0 | 0 | 0 | 0 | 0 | 0 | 0 | 0 | 0 | 0 | 0 | 0 | 0 | 0 | 0 | 0 | 0
Kingsnorth SGT | Non-renewable Engines (Diesel) (non CHP) | Gen_BB005 |  | MW | HydrogenEvolution | 21.717 | 20.223 | 20.223 | 17.31 | 11.451 | 6.57 | 3.906 | 2.13 | 0 | 0 | 0 | 0 | 0 | 0 | 0 | 0 | 0 | 0 | 0 | 0 | 0 | 0 | 0 | 0 | 0 | 0 | 0
Laleham SGT | Non-renewable Engines (Diesel) (non CHP) | Gen_BB005 |  | MW | HolisticTransition | 43.28 | 43.28 | 43.28 | 0 | 0 | 0 | 0 | 0 | 0 | 0 | 0 | 0 | 0 | 0 | 0 | 0 | 0 | 0 | 0 | 0 | 0 | 0 | 0 | 0 | 0 | 0 | 0
Laleham SGT | Non-renewable Engines (Diesel) (non CHP) | Gen_BB005 |  | MW | FallingBehind | 43.28 | 26.942 | 26.942 | 22.526 | 18.635 | 13.412 | 10.946 | 10.946 | 10.567 | 7.907 | 2.401 | 0.123 | 0 | 0 | 0 | 0 | 0 | 0 | 0 | 0 | 0 | 0 | 0 | 0 | 0 | 0 | 0
Laleham SGT | Non-renewable Engines (Diesel) (non CHP) | Gen_BB005 |  | MW | ElectricEngagement | 43.28 | 27.283 | 27.283 | 21.551 | 14.257 | 8.179 | 4.863 | 2.651 | 0 | 0 | 0 | 0 | 0 | 0 | 0 | 0 | 0 | 0 | 0 | 0 | 0 | 0 | 0 | 0 | 0 | 0 | 0
Laleham SGT | Non-renewable Engines (Diesel) (non CHP) | Gen_BB005 |  | MW | HydrogenEvolution | 43.28 | 27.283 | 27.283 | 21.551 | 14.257 | 8.179 | 4.863 | 2.651 | 0 | 0 | 0 | 0 | 0 | 0 | 0 | 0 | 0 | 0 | 0 | 0 | 0 | 0 | 0 | 0 | 0 | 0 | 0
Little Horsted SGT | Non-renewable Engines (Diesel) (non CHP) | Gen_BB005 |  | MW | HolisticTransition | 0 | 0 | 0 | 0 | 0 | 0 | 0 | 0 | 0 | 0 | 0 | 0 | 0 | 0 | 0 | 0 | 0 | 0 | 0 | 0 | 0 | 0 | 0 | 0 | 0 | 0 | 0
Little Horsted SGT | Non-renewable Engines (Diesel) (non CHP) | Gen_BB005 |  | MW | FallingBehind | 0 | 0 | 0 | 0 | 0 | 0 | 0 | 0 | 0 | 0 | 0 | 0 | 0 | 0 | 0 | 0 | 0 | 0 | 0 | 0 | 0 | 0 | 0 | 0 | 0 | 0 | 0
Little Horsted SGT | Non-renewable Engines (Diesel) (non CHP) | Gen_BB005 |  | MW | ElectricEngagement | 0 | 0 | 0 | 0 | 0 | 0 | 0 | 0 | 0 | 0 | 0 | 0 | 0 | 0 | 0 | 0 | 0 | 0 | 0 | 0 | 0 | 0 | 0 | 0 | 0 | 0 | 0
Little Horsted SGT | Non-renewable Engines (Diesel) (non CHP) | Gen_BB005 |  | MW | HydrogenEvolution | 0 | 0 | 0 | 0 | 0 | 0 | 0 | 0 | 0 | 0 | 0 | 0 | 0 | 0 | 0 | 0 | 0 | 0 | 0 | 0 | 0 | 0 | 0 | 0 | 0 | 0 | 0
Littlebrook SGT | Non-renewable Engines (Diesel) (non CHP) | Gen_BB005 |  | MW | HolisticTransition | 0 | 0 | 0 | 0 | 0 | 0 | 0 | 0 | 0 | 0 | 0 | 0 | 0 | 0 | 0 | 0 | 0 | 0 | 0 | 0 | 0 | 0 | 0 | 0 | 0 | 0 | 0
Littlebrook SGT | Non-renewable Engines (Diesel) (non CHP) | Gen_BB005 |  | MW | FallingBehind | 0 | 0 | 0 | 0 | 0 | 0 | 0 | 0 | 0 | 0 | 0 | 0 | 0 | 0 | 0 | 0 | 0 | 0 | 0 | 0 | 0 | 0 | 0 | 0 | 0 | 0 | 0
Littlebrook SGT | Non-renewable Engines (Diesel) (non CHP) | Gen_BB005 |  | MW | ElectricEngagement | 0 | 0 | 0 | 0 | 0 | 0 | 0 | 0 | 0 | 0 | 0 | 0 | 0 | 0 | 0 | 0 | 0 | 0 | 0 | 0 | 0 | 0 | 0 | 0 | 0 | 0 | 0
Littlebrook SGT | Non-renewable Engines (Diesel) (non CHP) | Gen_BB005 |  | MW | HydrogenEvolution | 0 | 0 | 0 | 0 | 0 | 0 | 0 | 0 | 0 | 0 | 0 | 0 | 0 | 0 | 0 | 0 | 0 | 0 | 0 | 0 | 0 | 0 | 0 | 0 | 0 | 0 | 0
Ninfield SGT | Non-renewable Engines (Diesel) (non CHP) | Gen_BB005 |  | MW | HolisticTransition | 0.272 | 0.272 | 0.272 | 0 | 0 | 0 | 0 | 0 | 0 | 0 | 0 | 0 | 0 | 0 | 0 | 0 | 0 | 0 | 0 | 0 | 0 | 0 | 0 | 0 | 0 | 0 | 0
Ninfield SGT | Non-renewable Engines (Diesel) (non CHP) | Gen_BB005 |  | MW | FallingBehind | 0.272 | 0.03 | 0.03 | 0 | 0 | 0 | 0 | 0 | 0 | 0 | 0 | 0 | 0 | 0 | 0 | 0 | 0 | 0 | 0 | 0 | 0 | 0 | 0 | 0 | 0 | 0 | 0
Ninfield SGT | Non-renewable Engines (Diesel) (non CHP) | Gen_BB005 |  | MW | ElectricEngagement | 0.272 | 0.035 | 0.035 | 0 | 0 | 0 | 0 | 0 | 0 | 0 | 0 | 0 | 0 | 0 | 0 | 0 | 0 | 0 | 0 | 0 | 0 | 0 | 0 | 0 | 0 | 0 | 0
Ninfield SGT | Non-renewable Engines (Diesel) (non CHP) | Gen_BB005 |  | MW | HydrogenEvolution | 0.272 | 0.035 | 0.035 | 0 | 0 | 0 | 0 | 0 | 0 | 0 | 0 | 0 | 0 | 0 | 0 | 0 | 0 | 0 | 0 | 0 | 0 | 0 | 0 | 0 | 0 | 0 | 0
Northfleet SGT | Non-renewable Engines (Diesel) (non CHP) | Gen_BB005 |  | MW | HolisticTransition | 8.679 | 8.679 | 8.679 | 0 | 0 | 0 | 0 | 0 | 0 | 0 | 0 | 0 | 0 | 0 | 0 | 0 | 0 | 0 | 0 | 0 | 0 | 0 | 0 | 0 | 0 | 0 | 0
Northfleet SGT | Non-renewable Engines (Diesel) (non CHP) | Gen_BB005 |  | MW | FallingBehind | 8.679 | 3.345 | 3.345 | 2.434 | 2.013 | 1.449 | 1.182 | 1.182 | 1.142 | 0.854 | 0.259 | 0.013 | 0 | 0 | 0 | 0 | 0 | 0 | 0 | 0 | 0 | 0 | 0 | 0 | 0 | 0 | 0
Northfleet SGT | Non-renewable Engines (Diesel) (non CHP) | Gen_BB005 |  | MW | ElectricEngagement | 8.679 | 3.467 | 3.467 | 2.328 | 1.54 | 0.884 | 0.525 | 0.286 | 0 | 0 | 0 | 0 | 0 | 0 | 0 | 0 | 0 | 0 | 0 | 0 | 0 | 0 | 0 | 0 | 0 | 0 | 0
Northfleet SGT | Non-renewable Engines (Diesel) (non CHP) | Gen_BB005 |  | MW | HydrogenEvolution | 8.679 | 3.467 | 3.467 | 2.328 | 1.54 | 0.884 | 0.525 | 0.286 | 0 | 0 | 0 | 0 | 0 | 0 | 0 | 0 | 0 | 0 | 0 | 0 | 0 | 0 | 0 | 0 | 0 | 0 | 0
Sellindge SGT2 & 3 & Richborough SGT | Non-renewable Engines (Diesel) (non CHP) | Gen_BB005 |  | MW | HolisticTransition | 27.856 | 27.856 | 27.856 | 0 | 0 | 0 | 0 | 0 | 0 | 0 | 0 | 0 | 0 | 0 | 0 | 0 | 0 | 0 | 0 | 0 | 0 | 0 | 0 | 0 | 0 | 0 | 0
Sellindge SGT2 & 3 & Richborough SGT | Non-renewable Engines (Diesel) (non CHP) | Gen_BB005 |  | MW | FallingBehind | 27.856 | 15.363 | 15.363 | 12.484 | 10.328 | 7.433 | 6.066 | 6.066 | 5.856 | 4.382 | 1.331 | 0.068 | 0 | 0 | 0 | 0 | 0 | 0 | 0 | 0 | 0 | 0 | 0 | 0 | 0 | 0 | 0
Sellindge SGT2 & 3 & Richborough SGT | Non-renewable Engines (Diesel) (non CHP) | Gen_BB005 |  | MW | ElectricEngagement | 27.856 | 15.622 | 15.622 | 11.944 | 7.901 | 4.533 | 2.695 | 1.469 | 0 | 0 | 0 | 0 | 0 | 0 | 0 | 0 | 0 | 0 | 0 | 0 | 0 | 0 | 0 | 0 | 0 | 0 | 0
Sellindge SGT2 & 3 & Richborough SGT | Non-renewable Engines (Diesel) (non CHP) | Gen_BB005 |  | MW | HydrogenEvolution | 27.856 | 15.622 | 15.622 | 11.944 | 7.901 | 4.533 | 2.695 | 1.469 | 0 | 0 | 0 | 0 | 0 | 0 | 0 | 0 | 0 | 0 | 0 | 0 | 0 | 0 | 0 | 0 | 0 | 0 | 0
Sellindge SGT5A SGT6 | Non-renewable Engines (Diesel) (non CHP) | Gen_BB005 |  | MW | HolisticTransition | 0 | 0 | 0 | 0 | 0 | 0 | 0 | 0 | 0 | 0 | 0 | 0 | 0 | 0 | 0 | 0 | 0 | 0 | 0 | 0 | 0 | 0 | 0 | 0 | 0 | 0 | 0
Sellindge SGT5A SGT6 | Non-renewable Engines (Diesel) (non CHP) | Gen_BB005 |  | MW | FallingBehind | 0 | 0 | 0 | 0 | 0 | 0 | 0 | 0 | 0 | 0 | 0 | 0 | 0 | 0 | 0 | 0 | 0 | 0 | 0 | 0 | 0 | 0 | 0 | 0 | 0 | 0 | 0
Sellindge SGT5A SGT6 | Non-renewable Engines (Diesel) (non CHP) | Gen_BB005 |  | MW | ElectricEngagement | 0 | 0 | 0 | 0 | 0 | 0 | 0 | 0 | 0 | 0 | 0 | 0 | 0 | 0 | 0 | 0 | 0 | 0 | 0 | 0 | 0 | 0 | 0 | 0 | 0 | 0 | 0
Sellindge SGT5A SGT6 | Non-renewable Engines (Diesel) (non CHP) | Gen_BB005 |  | MW | HydrogenEvolution | 0 | 0 | 0 | 0 | 0 | 0 | 0 | 0 | 0 | 0 | 0 | 0 | 0 | 0 | 0 | 0 | 0 | 0 | 0 | 0 | 0 | 0 | 0 | 0 | 0 | 0 | 0
West Weybridge SGT | Non-renewable Engines (Diesel) (non CHP) | Gen_BB005 |  | MW | HolisticTransition | 3.552 | 3.686 | 3.819 | 0 | 0 | 0 | 0 | 0 | 0 | 0 | 0 | 0 | 0 | 0 | 0 | 0 | 0 | 0 | 0 | 0 | 0 | 0 | 0 | 0 | 0 | 0 | 0
West Weybridge SGT | Non-renewable Engines (Diesel) (non CHP) | Gen_BB005 |  | MW | FallingBehind | 3.552 | 2.929 | 4.129 | 4.614 | 3.817 | 2.747 | 2.242 | 2.242 | 2.164 | 1.619 | 0.492 | 0.025 | 0 | 0 | 0 | 0 | 0 | 0 | 0 | 0 | 0 | 0 | 0 | 0 | 0 | 0 | 0
West Weybridge SGT | Non-renewable Engines (Diesel) (non CHP) | Gen_BB005 |  | MW | ElectricEngagement | 3.552 | 2.299 | 2.832 | 2.683 | 1.775 | 1.018 | 0.605 | 0.33 | 0 | 0 | 0 | 0 | 0 | 0 | 0 | 0 | 0 | 0 | 0 | 0 | 0 | 0 | 0 | 0 | 0 | 0 | 0
West Weybridge SGT | Non-renewable Engines (Diesel) (non CHP) | Gen_BB005 |  | MW | HydrogenEvolution | 3.552 | 2.299 | 2.832 | 2.683 | 1.775 | 1.018 | 0.605 | 0.33 | 0 | 0 | 0 | 0 | 0 | 0 | 0 | 0 | 0 | 0 | 0 | 0 | 0 | 0 | 0 | 0 | 0 | 0 | 0
Beddington SGT | Non-renewable Engines (Gas) (non CHP) | Gen_BB006 |  | MW | HolisticTransition | 3.982 | 3.982 | 3.982 | 3.982 | 4.122 | 4.122 | 4.122 | 3.992 | 3.65 | 2.943 | 1.295 | 0.294 | 0 | 0 | 0 | 0 | 0 | 0 | 0 | 0 | 0 | 0 | 0 | 0 | 0 | 0 | 0
Beddington SGT | Non-renewable Engines (Gas) (non CHP) | Gen_BB006 |  | MW | FallingBehind | 3.982 | 3.982 | 3.982 | 3.982 | 4.287 | 4.538 | 4.816 | 5.01 | 5.177 | 5.261 | 5.261 | 5.206 | 5.15 | 5.095 | 5.095 | 5.011 | 4.956 | 4.873 | 4.846 | 4.735 | 4.679 | 4.623 | 4.513 | 4.457 | 4.429 | 4.318 | 4.291
Beddington SGT | Non-renewable Engines (Gas) (non CHP) | Gen_BB006 |  | MW | ElectricEngagement | 3.982 | 3.982 | 3.982 | 3.982 | 4.142 | 4.302 | 4.334 | 4.334 | 4.272 | 4.057 | 3.78 | 3.316 | 2.762 | 2.301 | 1.931 | 1.636 | 1.248 | 0.767 | 0.36 | 0.268 | 0.268 | 0.268 | 0.134 | 0.134 | 0.134 | 0 | 0
Beddington SGT | Non-renewable Engines (Gas) (non CHP) | Gen_BB006 |  | MW | HydrogenEvolution | 3.982 | 3.982 | 3.982 | 3.982 | 4.142 | 4.302 | 4.334 | 4.334 | 4.272 | 4.057 | 3.78 | 3.316 | 2.762 | 2.301 | 1.931 | 1.636 | 1.248 | 0.767 | 0.36 | 0.268 | 0.268 | 0.268 | 0.134 | 0.134 | 0.134 | 0 | 0
Bolney SGT | Non-renewable Engines (Gas) (non CHP) | Gen_BB006 |  | MW | HolisticTransition | 0 | 0.047 | 0.093 | 0.14 | 0.479 | 0.479 | 0.479 | 0.145 | 0.132 | 0.103 | 0.046 | 0.01 | 0 | 0 | 0 | 0 | 0 | 0 | 0 | 0 | 0 | 0 | 0 | 0 | 0 | 0 | 0
Bolney SGT | Non-renewable Engines (Gas) (non CHP) | Gen_BB006 |  | MW | FallingBehind | 0 | 0.42 | 0.84 | 1.26 | 1.996 | 2.598 | 3.267 | 3.737 | 4.139 | 4.338 | 4.338 | 4.205 | 4.07 | 3.937 | 3.937 | 3.736 | 3.602 | 3.403 | 3.334 | 3.068 | 2.932 | 2.799 | 2.532 | 2.398 | 2.331 | 2.063 | 1.996
Bolney SGT | Non-renewable Engines (Gas) (non CHP) | Gen_BB006 |  | MW | ElectricEngagement | 0 | 0.187 | 0.373 | 0.56 | 0.943 | 1.326 | 1.404 | 1.404 | 1.251 | 0.715 | 0.532 | 0.466 | 0.388 | 0.324 | 0.272 | 0.23 | 0.175 | 0.108 | 0.051 | 0.038 | 0.038 | 0.038 | 0.019 | 0.019 | 0.019 | 0 | 0
Bolney SGT | Non-renewable Engines (Gas) (non CHP) | Gen_BB006 |  | MW | HydrogenEvolution | 0 | 0.187 | 0.373 | 0.56 | 0.943 | 1.326 | 1.404 | 1.404 | 1.251 | 0.715 | 0.532 | 0.466 | 0.388 | 0.324 | 0.272 | 0.23 | 0.175 | 0.108 | 0.051 | 0.038 | 0.038 | 0.038 | 0.019 | 0.019 | 0.019 | 0 | 0
Canterbury SGT | Non-renewable Engines (Gas) (non CHP) | Gen_BB006 |  | MW | HolisticTransition | 0 | 0 | 0 | 0 | 0.022 | 0.022 | 0.022 | 0 | 0 | 0 | 0 | 0 | 0 | 0 | 0 | 0 | 0 | 0 | 0 | 0 | 0 | 0 | 0 | 0 | 0 | 0 | 0
Canterbury SGT | Non-renewable Engines (Gas) (non CHP) | Gen_BB006 |  | MW | FallingBehind | 0 | 0 | 0 | 0 | 0.048 | 0.086 | 0.129 | 0.159 | 0.185 | 0.198 | 0.198 | 0.189 | 0.181 | 0.172 | 0.172 | 0.159 | 0.15 | 0.138 | 0.133 | 0.116 | 0.108 | 0.099 | 0.082 | 0.073 | 0.069 | 0.051 | 0.047
Canterbury SGT | Non-renewable Engines (Gas) (non CHP) | Gen_BB006 |  | MW | ElectricEngagement | 0 | 0 | 0 | 0 | 0.025 | 0.049 | 0.054 | 0.054 | 0.044 | 0.009 | 0 | 0 | 0 | 0 | 0 | 0 | 0 | 0 | 0 | 0 | 0 | 0 | 0 | 0 | 0 | 0 | 0
Canterbury SGT | Non-renewable Engines (Gas) (non CHP) | Gen_BB006 |  | MW | HydrogenEvolution | 0 | 0 | 0 | 0 | 0.025 | 0.049 | 0.054 | 0.054 | 0.044 | 0.009 | 0 | 0 | 0 | 0 | 0 | 0 | 0 | 0 | 0 | 0 | 0 | 0 | 0 | 0 | 0 | 0 | 0
Chessington SGT 1 & SGT 4A | Non-renewable Engines (Gas) (non CHP) | Gen_BB006 |  | MW | HolisticTransition | 0 | 0 | 0 | 0 | 0 | 0 | 0 | 0 | 0 | 0 | 0 | 0 | 0 | 0 | 0 | 0 | 0 | 0 | 0 | 0 | 0 | 0 | 0 | 0 | 0 | 0 | 0
Chessington SGT 1 & SGT 4A | Non-renewable Engines (Gas) (non CHP) | Gen_BB006 |  | MW | FallingBehind | 0 | 0 | 0 | 0 | 0.001 | 0.002 | 0.003 | 0.003 | 0.004 | 0.004 | 0.004 | 0.004 | 0.004 | 0.004 | 0.004 | 0.003 | 0.003 | 0.003 | 0.003 | 0.002 | 0.002 | 0.002 | 0.002 | 0.002 | 0.002 | 0.001 | 0.001
Chessington SGT 1 & SGT 4A | Non-renewable Engines (Gas) (non CHP) | Gen_BB006 |  | MW | ElectricEngagement | 0 | 0 | 0 | 0 | 0.001 | 0.001 | 0.001 | 0.001 | 0.001 | 0 | 0 | 0 | 0 | 0 | 0 | 0 | 0 | 0 | 0 | 0 | 0 | 0 | 0 | 0 | 0 | 0 | 0
Chessington SGT 1 & SGT 4A | Non-renewable Engines (Gas) (non CHP) | Gen_BB006 |  | MW | HydrogenEvolution | 0 | 0 | 0 | 0 | 0.001 | 0.001 | 0.001 | 0.001 | 0.001 | 0 | 0 | 0 | 0 | 0 | 0 | 0 | 0 | 0 | 0 | 0 | 0 | 0 | 0 | 0 | 0 | 0 | 0
Chessington SGT 2 & SGT 4B | Non-renewable Engines (Gas) (non CHP) | Gen_BB006 |  | MW | HolisticTransition | 0 | 0 | 0 | 0 | 0.032 | 0.032 | 0.032 | 0 | 0 | 0 | 0 | 0 | 0 | 0 | 0 | 0 | 0 | 0 | 0 | 0 | 0 | 0 | 0 | 0 | 0 | 0 | 0
Chessington SGT 2 & SGT 4B | Non-renewable Engines (Gas) (non CHP) | Gen_BB006 |  | MW | FallingBehind | 0 | 0 | 0 | 0 | 0.069 | 0.125 | 0.187 | 0.231 | 0.268 | 0.287 | 0.287 | 0.275 | 0.262 | 0.25 | 0.25 | 0.231 | 0.218 | 0.2 | 0.194 | 0.169 | 0.156 | 0.144 | 0.119 | 0.106 | 0.1 | 0.075 | 0.069
Chessington SGT 2 & SGT 4B | Non-renewable Engines (Gas) (non CHP) | Gen_BB006 |  | MW | ElectricEngagement | 0 | 0 | 0 | 0 | 0.035 | 0.071 | 0.078 | 0.078 | 0.064 | 0.013 | 0 | 0 | 0 | 0 | 0 | 0 | 0 | 0 | 0 | 0 | 0 | 0 | 0 | 0 | 0 | 0 | 0
Chessington SGT 2 & SGT 4B | Non-renewable Engines (Gas) (non CHP) | Gen_BB006 |  | MW | HydrogenEvolution | 0 | 0 | 0 | 0 | 0.035 | 0.071 | 0.078 | 0.078 | 0.064 | 0.013 | 0 | 0 | 0 | 0 | 0 | 0 | 0 | 0 | 0 | 0 | 0 | 0 | 0 | 0 | 0 | 0 | 0
Kemsley SGT | Non-renewable Engines (Gas) (non CHP) | Gen_BB006 |  | MW | HolisticTransition | 0 | 0 | 0 | 0 | 0 | 0 | 0 | 0 | 0 | 0 | 0 | 0 | 0 | 0 | 0 | 0 | 0 | 0 | 0 | 0 | 0 | 0 | 0 | 0 | 0 | 0 | 0
Kemsley SGT | Non-renewable Engines (Gas) (non CHP) | Gen_BB006 |  | MW | FallingBehind | 0 | 0 | 0 | 0 | 0 | 0 | 0 | 0 | 0 | 0 | 0 | 0 | 0 | 0 | 0 | 0 | 0 | 0 | 0 | 0 | 0 | 0 | 0 | 0 | 0 | 0 | 0
Kemsley SGT | Non-renewable Engines (Gas) (non CHP) | Gen_BB006 |  | MW | ElectricEngagement | 0 | 0 | 0 | 0 | 0 | 0 | 0 | 0 | 0 | 0 | 0 | 0 | 0 | 0 | 0 | 0 | 0 | 0 | 0 | 0 | 0 | 0 | 0 | 0 | 0 | 0 | 0
Kemsley SGT | Non-renewable Engines (Gas) (non CHP) | Gen_BB006 |  | MW | HydrogenEvolution | 0 | 0 | 0 | 0 | 0 | 0 | 0 | 0 | 0 | 0 | 0 | 0 | 0 | 0 | 0 | 0 | 0 | 0 | 0 | 0 | 0 | 0 | 0 | 0 | 0 | 0 | 0
Kemsley SGT 3A | Non-renewable Engines (Gas) (non CHP) | Gen_BB006 |  | MW | HolisticTransition | 0 | 0 | 0 | 0 | 0 | 0 | 0 | 0 | 0 | 0 | 0 | 0 | 0 | 0 | 0 | 0 | 0 | 0 | 0 | 0 | 0 | 0 | 0 | 0 | 0 | 0 | 0
Kemsley SGT 3A | Non-renewable Engines (Gas) (non CHP) | Gen_BB006 |  | MW | FallingBehind | 0 | 0 | 0 | 0 | 0 | 0 | 0 | 0 | 0 | 0 | 0 | 0 | 0 | 0 | 0 | 0 | 0 | 0 | 0 | 0 | 0 | 0 | 0 | 0 | 0 | 0 | 0
Kemsley SGT 3A | Non-renewable Engines (Gas) (non CHP) | Gen_BB006 |  | MW | ElectricEngagement | 0 | 0 | 0 | 0 | 0 | 0 | 0 | 0 | 0 | 0 | 0 | 0 | 0 | 0 | 0 | 0 | 0 | 0 | 0 | 0 | 0 | 0 | 0 | 0 | 0 | 0 | 0
Kemsley SGT 3A | Non-renewable Engines (Gas) (non CHP) | Gen_BB006 |  | MW | HydrogenEvolution | 0 | 0 | 0 | 0 | 0 | 0 | 0 | 0 | 0 | 0 | 0 | 0 | 0 | 0 | 0 | 0 | 0 | 0 | 0 | 0 | 0 | 0 | 0 | 0 | 0 | 0 | 0
Kemsley SGT1 & 2 | Non-renewable Engines (Gas) (non CHP) | Gen_BB006 |  | MW | HolisticTransition | 0 | 0 | 0 | 0 | 0 | 0 | 0 | 0 | 0 | 0 | 0 | 0 | 0 | 0 | 0 | 0 | 0 | 0 | 0 | 0 | 0 | 0 | 0 | 0 | 0 | 0 | 0
Kemsley SGT1 & 2 | Non-renewable Engines (Gas) (non CHP) | Gen_BB006 |  | MW | FallingBehind | 0 | 0 | 0 | 0 | 0 | 0 | 0 | 0 | 0 | 0 | 0 | 0 | 0 | 0 | 0 | 0 | 0 | 0 | 0 | 0 | 0 | 0 | 0 | 0 | 0 | 0 | 0
Kemsley SGT1 & 2 | Non-renewable Engines (Gas) (non CHP) | Gen_BB006 |  | MW | ElectricEngagement | 0 | 0 | 0 | 0 | 0 | 0 | 0 | 0 | 0 | 0 | 0 | 0 | 0 | 0 | 0 | 0 | 0 | 0 | 0 | 0 | 0 | 0 | 0 | 0 | 0 | 0 | 0
Kemsley SGT1 & 2 | Non-renewable Engines (Gas) (non CHP) | Gen_BB006 |  | MW | HydrogenEvolution | 0 | 0 | 0 | 0 | 0 | 0 | 0 | 0 | 0 | 0 | 0 | 0 | 0 | 0 | 0 | 0 | 0 | 0 | 0 | 0 | 0 | 0 | 0 | 0 | 0 | 0 | 0
Kingsnorth SGT | Non-renewable Engines (Gas) (non CHP) | Gen_BB006 |  | MW | HolisticTransition | 0 | 0.283 | 0.567 | 0.85 | 0.929 | 0.929 | 0.929 | 0.85 | 0.778 | 0.628 | 0.276 | 0.063 | 0 | 0 | 0 | 0 | 0 | 0 | 0 | 0 | 0 | 0 | 0 | 0 | 0 | 0 | 0
Kingsnorth SGT | Non-renewable Engines (Gas) (non CHP) | Gen_BB006 |  | MW | FallingBehind | 0 | 2.55 | 5.1 | 7.65 | 7.824 | 7.965 | 8.123 | 8.232 | 8.327 | 8.375 | 8.375 | 8.342 | 8.311 | 8.28 | 8.28 | 8.232 | 8.201 | 8.153 | 8.138 | 8.075 | 8.043 | 8.012 | 7.949 | 7.917 | 7.902 | 7.839 | 7.823
Kingsnorth SGT | Non-renewable Engines (Gas) (non CHP) | Gen_BB006 |  | MW | ElectricEngagement | 0 | 1.133 | 2.267 | 3.4 | 3.49 | 3.581 | 3.599 | 3.599 | 3.562 | 3.435 | 3.227 | 2.831 | 2.358 | 1.965 | 1.649 | 1.397 | 1.065 | 0.655 | 0.308 | 0.228 | 0.228 | 0.228 | 0.114 | 0.114 | 0.114 | 0 | 0
Kingsnorth SGT | Non-renewable Engines (Gas) (non CHP) | Gen_BB006 |  | MW | HydrogenEvolution | 0 | 1.133 | 2.267 | 3.4 | 3.49 | 3.581 | 3.599 | 3.599 | 3.562 | 3.435 | 3.227 | 2.831 | 2.358 | 1.965 | 1.649 | 1.397 | 1.065 | 0.655 | 0.308 | 0.228 | 0.228 | 0.228 | 0.114 | 0.114 | 0.114 | 0 | 0
Laleham SGT | Non-renewable Engines (Gas) (non CHP) | Gen_BB006 |  | MW | HolisticTransition | 0 | 0 | 0 | 0 | 0 | 0 | 0 | 0 | 0 | 0 | 0 | 0 | 0 | 0 | 0 | 0 | 0 | 0 | 0 | 0 | 0 | 0 | 0 | 0 | 0 | 0 | 0
Laleham SGT | Non-renewable Engines (Gas) (non CHP) | Gen_BB006 |  | MW | FallingBehind | 0 | 0 | 0 | 0 | 0 | 0 | 0 | 0 | 0 | 0 | 0 | 0 | 0 | 0 | 0 | 0 | 0 | 0 | 0 | 0 | 0 | 0 | 0 | 0 | 0 | 0 | 0
Laleham SGT | Non-renewable Engines (Gas) (non CHP) | Gen_BB006 |  | MW | ElectricEngagement | 0 | 0 | 0 | 0 | 0 | 0 | 0 | 0 | 0 | 0 | 0 | 0 | 0 | 0 | 0 | 0 | 0 | 0 | 0 | 0 | 0 | 0 | 0 | 0 | 0 | 0 | 0
Laleham SGT | Non-renewable Engines (Gas) (non CHP) | Gen_BB006 |  | MW | HydrogenEvolution | 0 | 0 | 0 | 0 | 0 | 0 | 0 | 0 | 0 | 0 | 0 | 0 | 0 | 0 | 0 | 0 | 0 | 0 | 0 | 0 | 0 | 0 | 0 | 0 | 0 | 0 | 0
Little Horsted SGT | Non-renewable Engines (Gas) (non CHP) | Gen_BB006 |  | MW | HolisticTransition | 0 | 0 | 0 | 0 | 0 | 0 | 0 | 0 | 0 | 0 | 0 | 0 | 0 | 0 | 0 | 0 | 0 | 0 | 0 | 0 | 0 | 0 | 0 | 0 | 0 | 0 | 0
Little Horsted SGT | Non-renewable Engines (Gas) (non CHP) | Gen_BB006 |  | MW | FallingBehind | 0 | 0 | 0 | 0 | 0 | 0 | 0 | 0 | 0 | 0 | 0 | 0 | 0 | 0 | 0 | 0 | 0 | 0 | 0 | 0 | 0 | 0 | 0 | 0 | 0 | 0 | 0
Little Horsted SGT | Non-renewable Engines (Gas) (non CHP) | Gen_BB006 |  | MW | ElectricEngagement | 0 | 0 | 0 | 0 | 0 | 0 | 0 | 0 | 0 | 0 | 0 | 0 | 0 | 0 | 0 | 0 | 0 | 0 | 0 | 0 | 0 | 0 | 0 | 0 | 0 | 0 | 0
Little Horsted SGT | Non-renewable Engines (Gas) (non CHP) | Gen_BB006 |  | MW | HydrogenEvolution | 0 | 0 | 0 | 0 | 0 | 0 | 0 | 0 | 0 | 0 | 0 | 0 | 0 | 0 | 0 | 0 | 0 | 0 | 0 | 0 | 0 | 0 | 0 | 0 | 0 | 0 | 0
Littlebrook SGT | Non-renewable Engines (Gas) (non CHP) | Gen_BB006 |  | MW | HolisticTransition | 0 | 0 | 0 | 0 | 0 | 0 | 0 | 0 | 0 | 0 | 0 | 0 | 0 | 0 | 0 | 0 | 0 | 0 | 0 | 0 | 0 | 0 | 0 | 0 | 0 | 0 | 0
Littlebrook SGT | Non-renewable Engines (Gas) (non CHP) | Gen_BB006 |  | MW | FallingBehind | 0 | 0 | 0 | 0 | 0 | 0 | 0 | 0 | 0 | 0 | 0 | 0 | 0 | 0 | 0 | 0 | 0 | 0 | 0 | 0 | 0 | 0 | 0 | 0 | 0 | 0 | 0
Littlebrook SGT | Non-renewable Engines (Gas) (non CHP) | Gen_BB006 |  | MW | ElectricEngagement | 0 | 0 | 0 | 0 | 0 | 0 | 0 | 0 | 0 | 0 | 0 | 0 | 0 | 0 | 0 | 0 | 0 | 0 | 0 | 0 | 0 | 0 | 0 | 0 | 0 | 0 | 0
Littlebrook SGT | Non-renewable Engines (Gas) (non CHP) | Gen_BB006 |  | MW | HydrogenEvolution | 0 | 0 | 0 | 0 | 0 | 0 | 0 | 0 | 0 | 0 | 0 | 0 | 0 | 0 | 0 | 0 | 0 | 0 | 0 | 0 | 0 | 0 | 0 | 0 | 0 | 0 | 0
Ninfield SGT | Non-renewable Engines (Gas) (non CHP) | Gen_BB006 |  | MW | HolisticTransition | 6.224 | 6.224 | 6.224 | 6.224 | 6.501 | 6.501 | 6.501 | 6.224 | 5.693 | 4.599 | 2.024 | 0.46 | 0 | 0 | 0 | 0 | 0 | 0 | 0 | 0 | 0 | 0 | 0 | 0 | 0 | 0 | 0
Ninfield SGT | Non-renewable Engines (Gas) (non CHP) | Gen_BB006 |  | MW | FallingBehind | 6.224 | 6.224 | 6.224 | 6.224 | 6.827 | 7.32 | 7.869 | 8.252 | 8.581 | 8.745 | 8.745 | 8.636 | 8.526 | 8.416 | 8.416 | 8.252 | 8.141 | 7.978 | 7.922 | 7.703 | 7.593 | 7.483 | 7.264 | 7.154 | 7.099 | 6.88 | 6.824
Ninfield SGT | Non-renewable Engines (Gas) (non CHP) | Gen_BB006 |  | MW | ElectricEngagement | 6.224 | 6.224 | 6.224 | 6.224 | 6.539 | 6.853 | 6.916 | 6.916 | 6.79 | 6.345 | 5.907 | 5.183 | 4.316 | 3.597 | 3.019 | 2.557 | 1.95 | 1.199 | 0.563 | 0.418 | 0.418 | 0.418 | 0.209 | 0.209 | 0.209 | 0 | 0
Ninfield SGT | Non-renewable Engines (Gas) (non CHP) | Gen_BB006 |  | MW | HydrogenEvolution | 6.224 | 6.224 | 6.224 | 6.224 | 6.539 | 6.853 | 6.916 | 6.916 | 6.79 | 6.345 | 5.907 | 5.183 | 4.316 | 3.597 | 3.019 | 2.557 | 1.95 | 1.199 | 0.563 | 0.418 | 0.418 | 0.418 | 0.209 | 0.209 | 0.209 | 0 | 0
Northfleet SGT | Non-renewable Engines (Gas) (non CHP) | Gen_BB006 |  | MW | HolisticTransition | 14.037 | 14.224 | 14.41 | 14.597 | 15.145 | 15.152 | 15.146 | 14.619 | 13.369 | 10.787 | 4.747 | 1.079 | 0 | 0 | 0 | 0 | 0 | 0 | 0 | 0 | 0 | 0 | 0 | 0 | 0 | 0 | 0
Northfleet SGT | Non-renewable Engines (Gas) (non CHP) | Gen_BB006 |  | MW | FallingBehind | 14.037 | 15.717 | 17.397 | 19.077 | 20.286 | 21.276 | 22.376 | 23.148 | 23.807 | 24.134 | 24.136 | 23.917 | 23.698 | 23.478 | 23.475 | 23.148 | 22.93 | 22.601 | 22.487 | 22.051 | 21.826 | 21.606 | 21.169 | 20.951 | 20.836 | 20.401 | 20.291
Northfleet SGT | Non-renewable Engines (Gas) (non CHP) | Gen_BB006 |  | MW | ElectricEngagement | 14.037 | 14.784 | 15.53 | 16.277 | 16.911 | 17.543 | 17.669 | 17.669 | 17.418 | 16.548 | 15.45 | 13.555 | 11.288 | 9.407 | 7.895 | 6.686 | 5.1 | 3.135 | 1.473 | 1.094 | 1.094 | 1.094 | 0.547 | 0.547 | 0.547 | 0 | 0
Northfleet SGT | Non-renewable Engines (Gas) (non CHP) | Gen_BB006 |  | MW | HydrogenEvolution | 14.037 | 14.784 | 15.53 | 16.277 | 16.911 | 17.543 | 17.669 | 17.669 | 17.418 | 16.548 | 15.45 | 13.555 | 11.288 | 9.407 | 7.895 | 6.686 | 5.1 | 3.135 | 1.473 | 1.094 | 1.094 | 1.094 | 0.547 | 0.547 | 0.547 | 0 | 0
Sellindge SGT2 & 3 & Richborough SGT | Non-renewable Engines (Gas) (non CHP) | Gen_BB006 |  | MW | HolisticTransition | 30.249 | 30.249 | 30.249 | 30.249 | 31.577 | 31.577 | 31.577 | 30.249 | 27.672 | 22.354 | 9.837 | 2.237 | 0 | 0 | 0 | 0 | 0 | 0 | 0 | 0 | 0 | 0 | 0 | 0 | 0 | 0 | 0
Sellindge SGT2 & 3 & Richborough SGT | Non-renewable Engines (Gas) (non CHP) | Gen_BB006 |  | MW | FallingBehind | 30.249 | 30.249 | 30.249 | 30.249 | 33.14 | 35.506 | 38.135 | 39.976 | 41.552 | 42.341 | 42.341 | 41.815 | 41.288 | 40.763 | 40.763 | 39.974 | 39.447 | 38.659 | 38.395 | 37.343 | 36.818 | 36.291 | 35.239 | 34.713 | 34.45 | 33.398 | 33.134
Sellindge SGT2 & 3 & Richborough SGT | Non-renewable Engines (Gas) (non CHP) | Gen_BB006 |  | MW | ElectricEngagement | 30.249 | 30.249 | 30.249 | 30.249 | 31.758 | 33.266 | 33.569 | 33.569 | 32.961 | 30.834 | 28.709 | 25.191 | 20.979 | 17.481 | 14.672 | 12.426 | 9.477 | 5.826 | 2.738 | 2.032 | 2.032 | 2.032 | 1.017 | 1.017 | 1.017 | 0 | 0
Sellindge SGT2 & 3 & Richborough SGT | Non-renewable Engines (Gas) (non CHP) | Gen_BB006 |  | MW | HydrogenEvolution | 30.249 | 30.249 | 30.249 | 30.249 | 31.758 | 33.266 | 33.569 | 33.569 | 32.961 | 30.834 | 28.709 | 25.191 | 20.979 | 17.481 | 14.672 | 12.426 | 9.477 | 5.826 | 2.738 | 2.032 | 2.032 | 2.032 | 1.017 | 1.017 | 1.017 | 0 | 0
Sellindge SGT5A SGT6 | Non-renewable Engines (Gas) (non CHP) | Gen_BB006 |  | MW | HolisticTransition | 0 | 0 | 0 | 0 | 0 | 0 | 0 | 0 | 0 | 0 | 0 | 0 | 0 | 0 | 0 | 0 | 0 | 0 | 0 | 0 | 0 | 0 | 0 | 0 | 0 | 0 | 0
Sellindge SGT5A SGT6 | Non-renewable Engines (Gas) (non CHP) | Gen_BB006 |  | MW | FallingBehind | 0 | 0 | 0 | 0 | 0 | 0 | 0 | 0 | 0 | 0 | 0 | 0 | 0 | 0 | 0 | 0 | 0 | 0 | 0 | 0 | 0 | 0 | 0 | 0 | 0 | 0 | 0
Sellindge SGT5A SGT6 | Non-renewable Engines (Gas) (non CHP) | Gen_BB006 |  | MW | ElectricEngagement | 0 | 0 | 0 | 0 | 0 | 0 | 0 | 0 | 0 | 0 | 0 | 0 | 0 | 0 | 0 | 0 | 0 | 0 | 0 | 0 | 0 | 0 | 0 | 0 | 0 | 0 | 0
Sellindge SGT5A SGT6 | Non-renewable Engines (Gas) (non CHP) | Gen_BB006 |  | MW | HydrogenEvolution | 0 | 0 | 0 | 0 | 0 | 0 | 0 | 0 | 0 | 0 | 0 | 0 | 0 | 0 | 0 | 0 | 0 | 0 | 0 | 0 | 0 | 0 | 0 | 0 | 0 | 0 | 0
West Weybridge SGT | Non-renewable Engines (Gas) (non CHP) | Gen_BB006 |  | MW | HolisticTransition | 0 | 0.6 | 1.2 | 1.8 | 1.875 | 1.875 | 1.875 | 1.8 | 1.647 | 1.33 | 0.585 | 0.133 | 0 | 0 | 0 | 0 | 0 | 0 | 0 | 0 | 0 | 0 | 0 | 0 | 0 | 0 | 0
West Weybridge SGT | Non-renewable Engines (Gas) (non CHP) | Gen_BB006 |  | MW | FallingBehind | 0 | 5.4 | 10.8 | 16.2 | 16.364 | 16.497 | 16.646 | 16.749 | 16.839 | 16.884 | 16.884 | 16.855 | 16.825 | 16.793 | 16.793 | 16.749 | 16.721 | 16.675 | 16.662 | 16.601 | 16.572 | 16.542 | 16.482 | 16.453 | 16.437 | 16.379 | 16.363
West Weybridge SGT | Non-renewable Engines (Gas) (non CHP) | Gen_BB006 |  | MW | ElectricEngagement | 0 | 2.4 | 4.8 | 7.2 | 7.286 | 7.37 | 7.388 | 7.388 | 7.354 | 7.233 | 6.833 | 5.996 | 4.993 | 4.161 | 3.492 | 2.958 | 2.256 | 1.387 | 0.652 | 0.484 | 0.484 | 0.484 | 0.242 | 0.242 | 0.242 | 0 | 0
West Weybridge SGT | Non-renewable Engines (Gas) (non CHP) | Gen_BB006 |  | MW | HydrogenEvolution | 0 | 2.4 | 4.8 | 7.2 | 7.286 | 7.37 | 7.388 | 7.388 | 7.354 | 7.233 | 6.833 | 5.996 | 4.993 | 4.161 | 3.492 | 2.958 | 2.256 | 1.387 | 0.652 | 0.484 | 0.484 | 0.484 | 0.242 | 0.242 | 0.242 | 0 | 0
Beddington SGT | Fuel Cells | Gen_BB007 |  | MW | HolisticTransition | 0 | 0 | 0 | 0 | 0 | 0 | 0 | 0 | 0 | 0 | 0 | 0 | 0 | 0 | 0 | 0 | 0 | 0 | 0 | 0 | 0 | 0 | 0 | 0 | 0 | 0 | 0
Beddington SGT | Fuel Cells | Gen_BB007 |  | MW | FallingBehind | 0 | 0 | 0 | 0 | 0 | 0 | 0 | 0 | 0 | 0 | 0 | 0 | 0 | 0 | 0 | 0 | 0 | 0 | 0 | 0 | 0 | 0 | 0 | 0 | 0 | 0 | 0
Beddington SGT | Fuel Cells | Gen_BB007 |  | MW | ElectricEngagement | 0 | 0 | 0 | 0 | 0 | 0 | 0 | 0 | 0 | 0 | 0 | 0 | 0 | 0 | 0 | 0 | 0 | 0 | 0 | 0 | 0 | 0 | 0 | 0 | 0 | 0 | 0
Beddington SGT | Fuel Cells | Gen_BB007 |  | MW | HydrogenEvolution | 0 | 0 | 0 | 0 | 0 | 0 | 0 | 0 | 0 | 0 | 0 | 0 | 0 | 0 | 0 | 0 | 0 | 0 | 0 | 0 | 0 | 0 | 0 | 0 | 0 | 0 | 0
Bolney SGT | Fuel Cells | Gen_BB007 |  | MW | HolisticTransition | 0 | 0 | 0 | 0 | 0 | 0 | 0 | 0 | 0 | 0 | 0 | 0 | 0 | 0 | 0 | 0 | 0 | 0 | 0 | 0 | 0 | 0 | 0 | 0 | 0 | 0 | 0
Bolney SGT | Fuel Cells | Gen_BB007 |  | MW | FallingBehind | 0 | 0 | 0 | 0 | 0 | 0 | 0 | 0 | 0 | 0 | 0 | 0 | 0 | 0 | 0 | 0 | 0 | 0 | 0 | 0 | 0 | 0 | 0 | 0 | 0 | 0 | 0
Bolney SGT | Fuel Cells | Gen_BB007 |  | MW | ElectricEngagement | 0 | 0 | 0 | 0 | 0 | 0 | 0 | 0 | 0 | 0 | 0 | 0 | 0 | 0 | 0 | 0 | 0 | 0 | 0 | 0 | 0 | 0 | 0 | 0 | 0 | 0 | 0
Bolney SGT | Fuel Cells | Gen_BB007 |  | MW | HydrogenEvolution | 0 | 0 | 0 | 0 | 0 | 0 | 0 | 0 | 0 | 0 | 0 | 0 | 0 | 0 | 0 | 0 | 0 | 0 | 0 | 0 | 0 | 0 | 0 | 0 | 0 | 0 | 0
Canterbury SGT | Fuel Cells | Gen_BB007 |  | MW | HolisticTransition | 0 | 0 | 0 | 0 | 0 | 0 | 0 | 0 | 0 | 0 | 0 | 0 | 0 | 0 | 0 | 0 | 0 | 0 | 0 | 0 | 0 | 0 | 0 | 0 | 0 | 0 | 0
Canterbury SGT | Fuel Cells | Gen_BB007 |  | MW | FallingBehind | 0 | 0 | 0 | 0 | 0 | 0 | 0 | 0 | 0 | 0 | 0 | 0 | 0 | 0 | 0 | 0 | 0 | 0 | 0 | 0 | 0 | 0 | 0 | 0 | 0 | 0 | 0
Canterbury SGT | Fuel Cells | Gen_BB007 |  | MW | ElectricEngagement | 0 | 0 | 0 | 0 | 0 | 0 | 0 | 0 | 0 | 0 | 0 | 0 | 0 | 0 | 0 | 0 | 0 | 0 | 0 | 0 | 0 | 0 | 0 | 0 | 0 | 0 | 0
Canterbury SGT | Fuel Cells | Gen_BB007 |  | MW | HydrogenEvolution | 0 | 0 | 0 | 0 | 0 | 0 | 0 | 0 | 0 | 0 | 0 | 0 | 0 | 0 | 0 | 0 | 0 | 0 | 0 | 0 | 0 | 0 | 0 | 0 | 0 | 0 | 0
Chessington SGT 1 & SGT 4A | Fuel Cells | Gen_BB007 |  | MW | HolisticTransition | 0 | 0 | 0 | 0 | 0 | 0 | 0 | 0 | 0 | 0 | 0 | 0 | 0 | 0 | 0 | 0 | 0 | 0 | 0 | 0 | 0 | 0 | 0 | 0 | 0 | 0 | 0
Chessington SGT 1 & SGT 4A | Fuel Cells | Gen_BB007 |  | MW | FallingBehind | 0 | 0 | 0 | 0 | 0 | 0 | 0 | 0 | 0 | 0 | 0 | 0 | 0 | 0 | 0 | 0 | 0 | 0 | 0 | 0 | 0 | 0 | 0 | 0 | 0 | 0 | 0
Chessington SGT 1 & SGT 4A | Fuel Cells | Gen_BB007 |  | MW | ElectricEngagement | 0 | 0 | 0 | 0 | 0 | 0 | 0 | 0 | 0 | 0 | 0 | 0 | 0 | 0 | 0 | 0 | 0 | 0 | 0 | 0 | 0 | 0 | 0 | 0 | 0 | 0 | 0
Chessington SGT 1 & SGT 4A | Fuel Cells | Gen_BB007 |  | MW | HydrogenEvolution | 0 | 0 | 0 | 0 | 0 | 0 | 0 | 0 | 0 | 0 | 0 | 0 | 0 | 0 | 0 | 0 | 0 | 0 | 0 | 0 | 0 | 0 | 0 | 0 | 0 | 0 | 0
Chessington SGT 2 & SGT 4B | Fuel Cells | Gen_BB007 |  | MW | HolisticTransition | 0 | 0 | 0 | 0 | 0 | 0 | 0 | 0 | 0 | 0 | 0 | 0 | 0 | 0 | 0 | 0 | 0 | 0 | 0 | 0 | 0 | 0 | 0 | 0 | 0 | 0 | 0
Chessington SGT 2 & SGT 4B | Fuel Cells | Gen_BB007 |  | MW | FallingBehind | 0 | 0 | 0 | 0 | 0 | 0 | 0 | 0 | 0 | 0 | 0 | 0 | 0 | 0 | 0 | 0 | 0 | 0 | 0 | 0 | 0 | 0 | 0 | 0 | 0 | 0 | 0
Chessington SGT 2 & SGT 4B | Fuel Cells | Gen_BB007 |  | MW | ElectricEngagement | 0 | 0 | 0 | 0 | 0 | 0 | 0 | 0 | 0 | 0 | 0 | 0 | 0 | 0 | 0 | 0 | 0 | 0 | 0 | 0 | 0 | 0 | 0 | 0 | 0 | 0 | 0
Chessington SGT 2 & SGT 4B | Fuel Cells | Gen_BB007 |  | MW | HydrogenEvolution | 0 | 0 | 0 | 0 | 0 | 0 | 0 | 0 | 0 | 0 | 0 | 0 | 0 | 0 | 0 | 0 | 0 | 0 | 0 | 0 | 0 | 0 | 0 | 0 | 0 | 0 | 0
Kemsley SGT | Fuel Cells | Gen_BB007 |  | MW | HolisticTransition | 0 | 0 | 0 | 0 | 0 | 0 | 0 | 0 | 0 | 0 | 0 | 0 | 0 | 0 | 0 | 0 | 0 | 0 | 0 | 0 | 0 | 0 | 0 | 0 | 0 | 0 | 0
Kemsley SGT | Fuel Cells | Gen_BB007 |  | MW | FallingBehind | 0 | 0 | 0 | 0 | 0 | 0 | 0 | 0 | 0 | 0 | 0 | 0 | 0 | 0 | 0 | 0 | 0 | 0 | 0 | 0 | 0 | 0 | 0 | 0 | 0 | 0 | 0
Kemsley SGT | Fuel Cells | Gen_BB007 |  | MW | ElectricEngagement | 0 | 0 | 0 | 0 | 0 | 0 | 0 | 0 | 0 | 0 | 0 | 0 | 0 | 0 | 0 | 0 | 0 | 0 | 0 | 0 | 0 | 0 | 0 | 0 | 0 | 0 | 0
Kemsley SGT | Fuel Cells | Gen_BB007 |  | MW | HydrogenEvolution | 0 | 0 | 0 | 0 | 0 | 0 | 0 | 0 | 0 | 0 | 0 | 0 | 0 | 0 | 0 | 0 | 0 | 0 | 0 | 0 | 0 | 0 | 0 | 0 | 0 | 0 | 0
Kemsley SGT 3A | Fuel Cells | Gen_BB007 |  | MW | HolisticTransition | 0 | 0 | 0 | 0 | 0 | 0 | 0 | 0 | 0 | 0 | 0 | 0 | 0 | 0 | 0 | 0 | 0 | 0 | 0 | 0 | 0 | 0 | 0 | 0 | 0 | 0 | 0
Kemsley SGT 3A | Fuel Cells | Gen_BB007 |  | MW | FallingBehind | 0 | 0 | 0 | 0 | 0 | 0 | 0 | 0 | 0 | 0 | 0 | 0 | 0 | 0 | 0 | 0 | 0 | 0 | 0 | 0 | 0 | 0 | 0 | 0 | 0 | 0 | 0
Kemsley SGT 3A | Fuel Cells | Gen_BB007 |  | MW | ElectricEngagement | 0 | 0 | 0 | 0 | 0 | 0 | 0 | 0 | 0 | 0 | 0 | 0 | 0 | 0 | 0 | 0 | 0 | 0 | 0 | 0 | 0 | 0 | 0 | 0 | 0 | 0 | 0
Kemsley SGT 3A | Fuel Cells | Gen_BB007 |  | MW | HydrogenEvolution | 0 | 0 | 0 | 0 | 0 | 0 | 0 | 0 | 0 | 0 | 0 | 0 | 0 | 0 | 0 | 0 | 0 | 0 | 0 | 0 | 0 | 0 | 0 | 0 | 0 | 0 | 0
Kemsley SGT1 & 2 | Fuel Cells | Gen_BB007 |  | MW | HolisticTransition | 0 | 0 | 0 | 0 | 0 | 0 | 0 | 0 | 0 | 0 | 0 | 0 | 0 | 0 | 0 | 0 | 0 | 0 | 0 | 0 | 0 | 0 | 0 | 0 | 0 | 0 | 0
Kemsley SGT1 & 2 | Fuel Cells | Gen_BB007 |  | MW | FallingBehind | 0 | 0 | 0 | 0 | 0 | 0 | 0 | 0 | 0 | 0 | 0 | 0 | 0 | 0 | 0 | 0 | 0 | 0 | 0 | 0 | 0 | 0 | 0 | 0 | 0 | 0 | 0
Kemsley SGT1 & 2 | Fuel Cells | Gen_BB007 |  | MW | ElectricEngagement | 0 | 0 | 0 | 0 | 0 | 0 | 0 | 0 | 0 | 0 | 0 | 0 | 0 | 0 | 0 | 0 | 0 | 0 | 0 | 0 | 0 | 0 | 0 | 0 | 0 | 0 | 0
Kemsley SGT1 & 2 | Fuel Cells | Gen_BB007 |  | MW | HydrogenEvolution | 0 | 0 | 0 | 0 | 0 | 0 | 0 | 0 | 0 | 0 | 0 | 0 | 0 | 0 | 0 | 0 | 0 | 0 | 0 | 0 | 0 | 0 | 0 | 0 | 0 | 0 | 0
Kingsnorth SGT | Fuel Cells | Gen_BB007 |  | MW | HolisticTransition | 0 | 0 | 0 | 0 | 0 | 0 | 0 | 0 | 0 | 0 | 0 | 0 | 0 | 0 | 0 | 0 | 0 | 0 | 0 | 0 | 0 | 0 | 0 | 0 | 0 | 0 | 0
Kingsnorth SGT | Fuel Cells | Gen_BB007 |  | MW | FallingBehind | 0 | 0 | 0 | 0 | 0 | 0 | 0 | 0 | 0 | 0 | 0 | 0 | 0 | 0 | 0 | 0 | 0 | 0 | 0 | 0 | 0 | 0 | 0 | 0 | 0 | 0 | 0
Kingsnorth SGT | Fuel Cells | Gen_BB007 |  | MW | ElectricEngagement | 0 | 0 | 0 | 0 | 0 | 0 | 0 | 0 | 0 | 0 | 0 | 0 | 0 | 0 | 0 | 0 | 0 | 0 | 0 | 0 | 0 | 0 | 0 | 0 | 0 | 0 | 0
Kingsnorth SGT | Fuel Cells | Gen_BB007 |  | MW | HydrogenEvolution | 0 | 0 | 0 | 0 | 0 | 0 | 0 | 0 | 0 | 0 | 0 | 0 | 0 | 0 | 0 | 0 | 0 | 0 | 0 | 0 | 0 | 0 | 0 | 0 | 0 | 0 | 0
Laleham SGT | Fuel Cells | Gen_BB007 |  | MW | HolisticTransition | 0 | 0 | 0 | 0 | 0 | 0 | 0 | 0 | 0 | 0 | 0 | 0 | 0 | 0 | 0 | 0 | 0 | 0 | 0 | 0 | 0 | 0 | 0 | 0 | 0 | 0 | 0
Laleham SGT | Fuel Cells | Gen_BB007 |  | MW | FallingBehind | 0 | 0 | 0 | 0 | 0 | 0 | 0 | 0 | 0 | 0 | 0 | 0 | 0 | 0 | 0 | 0 | 0 | 0 | 0 | 0 | 0 | 0 | 0 | 0 | 0 | 0 | 0
Laleham SGT | Fuel Cells | Gen_BB007 |  | MW | ElectricEngagement | 0 | 0 | 0 | 0 | 0 | 0 | 0 | 0 | 0 | 0 | 0 | 0 | 0 | 0 | 0 | 0 | 0 | 0 | 0 | 0 | 0 | 0 | 0 | 0 | 0 | 0 | 0
Laleham SGT | Fuel Cells | Gen_BB007 |  | MW | HydrogenEvolution | 0 | 0 | 0 | 0 | 0 | 0 | 0 | 0 | 0 | 0 | 0 | 0 | 0 | 0 | 0 | 0 | 0 | 0 | 0 | 0 | 0 | 0 | 0 | 0 | 0 | 0 | 0
Little Horsted SGT | Fuel Cells | Gen_BB007 |  | MW | HolisticTransition | 0 | 0 | 0 | 0 | 0 | 0 | 0 | 0 | 0 | 0 | 0 | 0 | 0 | 0 | 0 | 0 | 0 | 0 | 0 | 0 | 0 | 0 | 0 | 0 | 0 | 0 | 0
Little Horsted SGT | Fuel Cells | Gen_BB007 |  | MW | FallingBehind | 0 | 0 | 0 | 0 | 0 | 0 | 0 | 0 | 0 | 0 | 0 | 0 | 0 | 0 | 0 | 0 | 0 | 0 | 0 | 0 | 0 | 0 | 0 | 0 | 0 | 0 | 0
Little Horsted SGT | Fuel Cells | Gen_BB007 |  | MW | ElectricEngagement | 0 | 0 | 0 | 0 | 0 | 0 | 0 | 0 | 0 | 0 | 0 | 0 | 0 | 0 | 0 | 0 | 0 | 0 | 0 | 0 | 0 | 0 | 0 | 0 | 0 | 0 | 0
Little Horsted SGT | Fuel Cells | Gen_BB007 |  | MW | HydrogenEvolution | 0 | 0 | 0 | 0 | 0 | 0 | 0 | 0 | 0 | 0 | 0 | 0 | 0 | 0 | 0 | 0 | 0 | 0 | 0 | 0 | 0 | 0 | 0 | 0 | 0 | 0 | 0
Littlebrook SGT | Fuel Cells | Gen_BB007 |  | MW | HolisticTransition | 0 | 0 | 0 | 0 | 0 | 0 | 0 | 0 | 0 | 0 | 0 | 0 | 0 | 0 | 0 | 0 | 0 | 0 | 0 | 0 | 0 | 0 | 0 | 0 | 0 | 0 | 0
Littlebrook SGT | Fuel Cells | Gen_BB007 |  | MW | FallingBehind | 0 | 0 | 0 | 0 | 0 | 0 | 0 | 0 | 0 | 0 | 0 | 0 | 0 | 0 | 0 | 0 | 0 | 0 | 0 | 0 | 0 | 0 | 0 | 0 | 0 | 0 | 0
Littlebrook SGT | Fuel Cells | Gen_BB007 |  | MW | ElectricEngagement | 0 | 0 | 0 | 0 | 0 | 0 | 0 | 0 | 0 | 0 | 0 | 0 | 0 | 0 | 0 | 0 | 0 | 0 | 0 | 0 | 0 | 0 | 0 | 0 | 0 | 0 | 0
Littlebrook SGT | Fuel Cells | Gen_BB007 |  | MW | HydrogenEvolution | 0 | 0 | 0 | 0 | 0 | 0 | 0 | 0 | 0 | 0 | 0 | 0 | 0 | 0 | 0 | 0 | 0 | 0 | 0 | 0 | 0 | 0 | 0 | 0 | 0 | 0 | 0
Ninfield SGT | Fuel Cells | Gen_BB007 |  | MW | HolisticTransition | 0 | 0 | 0 | 0 | 0 | 0 | 0 | 0 | 0 | 0 | 0 | 0 | 0 | 0 | 0 | 0 | 0 | 0 | 0 | 0 | 0 | 0 | 0 | 0 | 0 | 0 | 0
Ninfield SGT | Fuel Cells | Gen_BB007 |  | MW | FallingBehind | 0 | 0 | 0 | 0 | 0 | 0 | 0 | 0 | 0 | 0 | 0 | 0 | 0 | 0 | 0 | 0 | 0 | 0 | 0 | 0 | 0 | 0 | 0 | 0 | 0 | 0 | 0
Ninfield SGT | Fuel Cells | Gen_BB007 |  | MW | ElectricEngagement | 0 | 0 | 0 | 0 | 0 | 0 | 0 | 0 | 0 | 0 | 0 | 0 | 0 | 0 | 0 | 0 | 0 | 0 | 0 | 0 | 0 | 0 | 0 | 0 | 0 | 0 | 0
Ninfield SGT | Fuel Cells | Gen_BB007 |  | MW | HydrogenEvolution | 0 | 0 | 0 | 0 | 0 | 0 | 0 | 0 | 0 | 0 | 0 | 0 | 0 | 0 | 0 | 0 | 0 | 0 | 0 | 0 | 0 | 0 | 0 | 0 | 0 | 0 | 0
Northfleet SGT | Fuel Cells | Gen_BB007 |  | MW | HolisticTransition | 0 | 0 | 0 | 0 | 0 | 0 | 0 | 0 | 0 | 0 | 0 | 0 | 0 | 0 | 0 | 0 | 0 | 0 | 0 | 0 | 0 | 0 | 0 | 0 | 0 | 0 | 0
Northfleet SGT | Fuel Cells | Gen_BB007 |  | MW | FallingBehind | 0 | 0 | 0 | 0 | 0 | 0 | 0 | 0 | 0 | 0 | 0 | 0 | 0 | 0 | 0 | 0 | 0 | 0 | 0 | 0 | 0 | 0 | 0 | 0 | 0 | 0 | 0
Northfleet SGT | Fuel Cells | Gen_BB007 |  | MW | ElectricEngagement | 0 | 0 | 0 | 0 | 0 | 0 | 0 | 0 | 0 | 0 | 0 | 0 | 0 | 0 | 0 | 0 | 0 | 0 | 0 | 0 | 0 | 0 | 0 | 0 | 0 | 0 | 0
Northfleet SGT | Fuel Cells | Gen_BB007 |  | MW | HydrogenEvolution | 0 | 0 | 0 | 0 | 0 | 0 | 0 | 0 | 0 | 0 | 0 | 0 | 0 | 0 | 0 | 0 | 0 | 0 | 0 | 0 | 0 | 0 | 0 | 0 | 0 | 0 | 0
Sellindge SGT2 & 3 & Richborough SGT | Fuel Cells | Gen_BB007 |  | MW | HolisticTransition | 0 | 0 | 0 | 0 | 0 | 0 | 0 | 0 | 0 | 0 | 0 | 0 | 0 | 0 | 0 | 0 | 0 | 0 | 0 | 0 | 0 | 0 | 0 | 0 | 0 | 0 | 0
Sellindge SGT2 & 3 & Richborough SGT | Fuel Cells | Gen_BB007 |  | MW | FallingBehind | 0 | 0 | 0 | 0 | 0 | 0 | 0 | 0 | 0 | 0 | 0 | 0 | 0 | 0 | 0 | 0 | 0 | 0 | 0 | 0 | 0 | 0 | 0 | 0 | 0 | 0 | 0
Sellindge SGT2 & 3 & Richborough SGT | Fuel Cells | Gen_BB007 |  | MW | ElectricEngagement | 0 | 0 | 0 | 0 | 0 | 0 | 0 | 0 | 0 | 0 | 0 | 0 | 0 | 0 | 0 | 0 | 0 | 0 | 0 | 0 | 0 | 0 | 0 | 0 | 0 | 0 | 0
Sellindge SGT2 & 3 & Richborough SGT | Fuel Cells | Gen_BB007 |  | MW | HydrogenEvolution | 0 | 0 | 0 | 0 | 0 | 0 | 0 | 0 | 0 | 0 | 0 | 0 | 0 | 0 | 0 | 0 | 0 | 0 | 0 | 0 | 0 | 0 | 0 | 0 | 0 | 0 | 0
Sellindge SGT5A SGT6 | Fuel Cells | Gen_BB007 |  | MW | HolisticTransition | 0 | 0 | 0 | 0 | 0 | 0 | 0 | 0 | 0 | 0 | 0 | 0 | 0 | 0 | 0 | 0 | 0 | 0 | 0 | 0 | 0 | 0 | 0 | 0 | 0 | 0 | 0
Sellindge SGT5A SGT6 | Fuel Cells | Gen_BB007 |  | MW | FallingBehind | 0 | 0 | 0 | 0 | 0 | 0 | 0 | 0 | 0 | 0 | 0 | 0 | 0 | 0 | 0 | 0 | 0 | 0 | 0 | 0 | 0 | 0 | 0 | 0 | 0 | 0 | 0
Sellindge SGT5A SGT6 | Fuel Cells | Gen_BB007 |  | MW | ElectricEngagement | 0 | 0 | 0 | 0 | 0 | 0 | 0 | 0 | 0 | 0 | 0 | 0 | 0 | 0 | 0 | 0 | 0 | 0 | 0 | 0 | 0 | 0 | 0 | 0 | 0 | 0 | 0
Sellindge SGT5A SGT6 | Fuel Cells | Gen_BB007 |  | MW | HydrogenEvolution | 0 | 0 | 0 | 0 | 0 | 0 | 0 | 0 | 0 | 0 | 0 | 0 | 0 | 0 | 0 | 0 | 0 | 0 | 0 | 0 | 0 | 0 | 0 | 0 | 0 | 0 | 0
West Weybridge SGT | Fuel Cells | Gen_BB007 |  | MW | HolisticTransition | 0 | 0 | 0 | 0 | 0 | 0 | 0 | 0 | 0 | 0 | 0 | 0 | 0 | 0 | 0 | 0 | 0 | 0 | 0 | 0 | 0 | 0 | 0 | 0 | 0 | 0 | 0
West Weybridge SGT | Fuel Cells | Gen_BB007 |  | MW | FallingBehind | 0 | 0 | 0 | 0 | 0 | 0 | 0 | 0 | 0 | 0 | 0 | 0 | 0 | 0 | 0 | 0 | 0 | 0 | 0 | 0 | 0 | 0 | 0 | 0 | 0 | 0 | 0
West Weybridge SGT | Fuel Cells | Gen_BB007 |  | MW | ElectricEngagement | 0 | 0 | 0 | 0 | 0 | 0 | 0 | 0 | 0 | 0 | 0 | 0 | 0 | 0 | 0 | 0 | 0 | 0 | 0 | 0 | 0 | 0 | 0 | 0 | 0 | 0 | 0
West Weybridge SGT | Fuel Cells | Gen_BB007 |  | MW | HydrogenEvolution | 0 | 0 | 0 | 0 | 0 | 0 | 0 | 0 | 0 | 0 | 0 | 0 | 0 | 0 | 0 | 0 | 0 | 0 | 0 | 0 | 0 | 0 | 0 | 0 | 0 | 0 | 0
Beddington SGT | OCGTs (non CHP) | Gen_BB008 |  | MW | HolisticTransition | 62.002 | 62.002 | 62.002 | 60.782 | 61.93 | 60.944 | 59.958 | 39.241 | 39.241 | 39.241 | 39.241 | 39.241 | 39.241 | 39.241 | 39.241 | 39.241 | 39.241 | 39.241 | 39.241 | 39.241 | 39.241 | 39.241 | 39.241 | 39.241 | 39.241 | 39.241 | 39.241
Beddington SGT | OCGTs (non CHP) | Gen_BB008 |  | MW | FallingBehind | 62.002 | 62.002 | 62.002 | 60.782 | 61.93 | 60.944 | 59.958 | 39.241 | 39.241 | 39.241 | 39.241 | 39.241 | 39.241 | 39.241 | 39.241 | 39.241 | 39.241 | 39.241 | 39.241 | 39.241 | 39.241 | 39.241 | 39.241 | 39.241 | 39.241 | 39.241 | 39.241
Beddington SGT | OCGTs (non CHP) | Gen_BB008 |  | MW | ElectricEngagement | 62.002 | 62 | 62 | 62 | 40.256 | 39.819 | 39.819 | 39.819 | 24.278 | 24.278 | 23.579 | 23.579 | 15.323 | 15.323 | 15.323 | 15.323 | 15.323 | 15.323 | 15.323 | 15.323 | 15.323 | 15.323 | 15.323 | 15.323 | 15.323 | 0 | 0
Beddington SGT | OCGTs (non CHP) | Gen_BB008 |  | MW | HydrogenEvolution | 62.002 | 62 | 62 | 62 | 40.256 | 39.819 | 39.819 | 39.819 | 24.278 | 24.278 | 23.579 | 23.579 | 15.323 | 15.323 | 15.323 | 15.323 | 15.323 | 15.323 | 15.323 | 15.323 | 15.323 | 15.323 | 15.323 | 15.323 | 15.323 | 0 | 0
Bolney SGT | OCGTs (non CHP) | Gen_BB008 |  | MW | HolisticTransition | 425.959 | 425.959 | 425.959 | 416.65 | 409.678 | 402.92 | 396.161 | 239.307 | 239.307 | 239.307 | 239.307 | 239.307 | 239.307 | 239.307 | 239.307 | 239.307 | 239.307 | 239.307 | 239.307 | 239.307 | 239.307 | 239.307 | 239.307 | 239.307 | 239.307 | 239.307 | 239.307
Bolney SGT | OCGTs (non CHP) | Gen_BB008 |  | MW | FallingBehind | 425.959 | 425.959 | 425.959 | 416.65 | 409.678 | 402.92 | 396.161 | 239.307 | 239.307 | 239.307 | 239.307 | 239.307 | 239.307 | 239.307 | 239.307 | 239.307 | 239.307 | 239.307 | 239.307 | 239.307 | 239.307 | 239.307 | 239.307 | 239.307 | 239.307 | 239.307 | 239.307
Bolney SGT | OCGTs (non CHP) | Gen_BB008 |  | MW | ElectricEngagement | 425.959 | 425 | 425 | 425 | 275.948 | 272.954 | 272.954 | 272.954 | 166.419 | 166.419 | 161.628 | 161.628 | 105.036 | 105.036 | 105.036 | 105.036 | 105.036 | 105.036 | 105.036 | 105.036 | 105.036 | 105.036 | 105.036 | 105.036 | 105.036 | 0 | 0
Bolney SGT | OCGTs (non CHP) | Gen_BB008 |  | MW | HydrogenEvolution | 425.959 | 425 | 425 | 425 | 275.948 | 272.954 | 272.954 | 272.954 | 166.419 | 166.419 | 161.628 | 161.628 | 105.036 | 105.036 | 105.036 | 105.036 | 105.036 | 105.036 | 105.036 | 105.036 | 105.036 | 105.036 | 105.036 | 105.036 | 105.036 | 0 | 0
Canterbury SGT | OCGTs (non CHP) | Gen_BB008 |  | MW | HolisticTransition | 14.318 | 14.318 | 14.318 | 14.019 | 14.122 | 13.894 | 13.667 | 8.728 | 8.728 | 8.728 | 8.728 | 8.728 | 8.728 | 8.728 | 8.728 | 8.728 | 8.728 | 8.728 | 8.728 | 8.728 | 8.728 | 8.728 | 8.728 | 8.728 | 8.728 | 8.728 | 8.728
Canterbury SGT | OCGTs (non CHP) | Gen_BB008 |  | MW | FallingBehind | 14.318 | 14.318 | 14.318 | 14.019 | 14.122 | 13.894 | 13.667 | 8.728 | 8.728 | 8.728 | 8.728 | 8.728 | 8.728 | 8.728 | 8.728 | 8.728 | 8.728 | 8.728 | 8.728 | 8.728 | 8.728 | 8.728 | 8.728 | 8.728 | 8.728 | 8.728 | 8.728
Canterbury SGT | OCGTs (non CHP) | Gen_BB008 |  | MW | ElectricEngagement | 14.318 | 14.3 | 14.3 | 14.3 | 9.285 | 9.184 | 9.184 | 9.184 | 5.6 | 5.6 | 5.438 | 5.438 | 3.534 | 3.534 | 3.534 | 3.534 | 3.534 | 3.534 | 3.534 | 3.534 | 3.534 | 3.534 | 3.534 | 3.534 | 3.534 | 0 | 0
Canterbury SGT | OCGTs (non CHP) | Gen_BB008 |  | MW | HydrogenEvolution | 14.318 | 14.3 | 14.3 | 14.3 | 9.285 | 9.184 | 9.184 | 9.184 | 5.6 | 5.6 | 5.438 | 5.438 | 3.534 | 3.534 | 3.534 | 3.534 | 3.534 | 3.534 | 3.534 | 3.534 | 3.534 | 3.534 | 3.534 | 3.534 | 3.534 | 0 | 0
Chessington SGT 1 & SGT 4A | OCGTs (non CHP) | Gen_BB008 |  | MW | HolisticTransition | 0 | 0 | 0 | 0 | 0 | 0 | 0 | 0 | 0 | 0 | 0 | 0 | 0 | 0 | 0 | 0 | 0 | 0 | 0 | 0 | 0 | 0 | 0 | 0 | 0 | 0 | 0
Chessington SGT 1 & SGT 4A | OCGTs (non CHP) | Gen_BB008 |  | MW | FallingBehind | 0 | 0 | 0 | 0 | 0 | 0 | 0 | 0 | 0 | 0 | 0 | 0 | 0 | 0 | 0 | 0 | 0 | 0 | 0 | 0 | 0 | 0 | 0 | 0 | 0 | 0 | 0
Chessington SGT 1 & SGT 4A | OCGTs (non CHP) | Gen_BB008 |  | MW | ElectricEngagement | 0 | 0 | 0 | 0 | 0 | 0 | 0 | 0 | 0 | 0 | 0 | 0 | 0 | 0 | 0 | 0 | 0 | 0 | 0 | 0 | 0 | 0 | 0 | 0 | 0 | 0 | 0
Chessington SGT 1 & SGT 4A | OCGTs (non CHP) | Gen_BB008 |  | MW | HydrogenEvolution | 0 | 0 | 0 | 0 | 0 | 0 | 0 | 0 | 0 | 0 | 0 | 0 | 0 | 0 | 0 | 0 | 0 | 0 | 0 | 0 | 0 | 0 | 0 | 0 | 0 | 0 | 0
Chessington SGT 2 & SGT 4B | OCGTs (non CHP) | Gen_BB008 |  | MW | HolisticTransition | 0 | 0 | 0 | 0 | 0 | 0 | 0 | 0 | 0 | 0 | 0 | 0 | 0 | 0 | 0 | 0 | 0 | 0 | 0 | 0 | 0 | 0 | 0 | 0 | 0 | 0 | 0
Chessington SGT 2 & SGT 4B | OCGTs (non CHP) | Gen_BB008 |  | MW | FallingBehind | 0 | 0 | 0 | 0 | 0 | 0 | 0 | 0 | 0 | 0 | 0 | 0 | 0 | 0 | 0 | 0 | 0 | 0 | 0 | 0 | 0 | 0 | 0 | 0 | 0 | 0 | 0
Chessington SGT 2 & SGT 4B | OCGTs (non CHP) | Gen_BB008 |  | MW | ElectricEngagement | 0 | 0 | 0 | 0 | 0 | 0 | 0 | 0 | 0 | 0 | 0 | 0 | 0 | 0 | 0 | 0 | 0 | 0 | 0 | 0 | 0 | 0 | 0 | 0 | 0 | 0 | 0
Chessington SGT 2 & SGT 4B | OCGTs (non CHP) | Gen_BB008 |  | MW | HydrogenEvolution | 0 | 0 | 0 | 0 | 0 | 0 | 0 | 0 | 0 | 0 | 0 | 0 | 0 | 0 | 0 | 0 | 0 | 0 | 0 | 0 | 0 | 0 | 0 | 0 | 0 | 0 | 0
Kemsley SGT | OCGTs (non CHP) | Gen_BB008 |  | MW | HolisticTransition | 0 | 0 | 0 | 0 | 0 | 0 | 0 | 0 | 0 | 0 | 7.685 | 7.685 | 7.685 | 7.685 | 7.685 | 7.685 | 7.685 | 7.685 | 7.685 | 7.685 | 7.685 | 7.685 | 7.685 | 7.685 | 7.685 | 7.685 | 7.685
Kemsley SGT | OCGTs (non CHP) | Gen_BB008 |  | MW | FallingBehind | 0 | 0 | 0 | 0 | 0 | 0 | 0 | 0 | 0 | 0 | 7.685 | 7.685 | 7.685 | 7.685 | 7.685 | 7.685 | 7.685 | 7.685 | 7.685 | 7.685 | 7.685 | 7.685 | 7.685 | 7.685 | 7.685 | 7.685 | 7.685
Kemsley SGT | OCGTs (non CHP) | Gen_BB008 |  | MW | ElectricEngagement | 0 | 0 | 0 | 0 | 0 | 0 | 0 | 0 | 0 | 0 | 4.564 | 4.564 | 2.966 | 2.966 | 2.966 | 2.966 | 2.966 | 2.966 | 2.966 | 2.966 | 2.966 | 2.966 | 2.966 | 2.966 | 2.966 | 0 | 0
Kemsley SGT | OCGTs (non CHP) | Gen_BB008 |  | MW | HydrogenEvolution | 0 | 0 | 0 | 0 | 0 | 0 | 0 | 0 | 0 | 0 | 4.564 | 4.564 | 2.966 | 2.966 | 2.966 | 2.966 | 2.966 | 2.966 | 2.966 | 2.966 | 2.966 | 2.966 | 2.966 | 2.966 | 2.966 | 0 | 0
Kemsley SGT 3A | OCGTs (non CHP) | Gen_BB008 |  | MW | HolisticTransition | 0 | 0 | 0 | 0 | 0 | 0 | 0 | 0 | 0 | 0 | 0 | 0 | 0 | 0 | 0 | 0 | 0 | 0 | 0 | 0 | 0 | 0 | 0 | 0 | 0 | 0 | 0
Kemsley SGT 3A | OCGTs (non CHP) | Gen_BB008 |  | MW | FallingBehind | 0 | 0 | 0 | 0 | 0 | 0 | 0 | 0 | 0 | 0 | 0 | 0 | 0 | 0 | 0 | 0 | 0 | 0 | 0 | 0 | 0 | 0 | 0 | 0 | 0 | 0 | 0
Kemsley SGT 3A | OCGTs (non CHP) | Gen_BB008 |  | MW | ElectricEngagement | 0 | 0 | 0 | 0 | 0 | 0 | 0 | 0 | 0 | 0 | 0 | 0 | 0 | 0 | 0 | 0 | 0 | 0 | 0 | 0 | 0 | 0 | 0 | 0 | 0 | 0 | 0
Kemsley SGT 3A | OCGTs (non CHP) | Gen_BB008 |  | MW | HydrogenEvolution | 0 | 0 | 0 | 0 | 0 | 0 | 0 | 0 | 0 | 0 | 0 | 0 | 0 | 0 | 0 | 0 | 0 | 0 | 0 | 0 | 0 | 0 | 0 | 0 | 0 | 0 | 0
Kemsley SGT1 & 2 | OCGTs (non CHP) | Gen_BB008 |  | MW | HolisticTransition | 12.015 | 12.015 | 12.015 | 11.764 | 12.032 | 11.841 | 11.65 | 7.685 | 7.685 | 7.685 | 0 | 0 | 0 | 0 | 0 | 0 | 0 | 0 | 0 | 0 | 0 | 0 | 0 | 0 | 0 | 0 | 0
Kemsley SGT1 & 2 | OCGTs (non CHP) | Gen_BB008 |  | MW | FallingBehind | 12.015 | 12.015 | 12.015 | 11.764 | 12.032 | 11.841 | 11.65 | 7.685 | 7.685 | 7.685 | 0 | 0 | 0 | 0 | 0 | 0 | 0 | 0 | 0 | 0 | 0 | 0 | 0 | 0 | 0 | 0 | 0
Kemsley SGT1 & 2 | OCGTs (non CHP) | Gen_BB008 |  | MW | ElectricEngagement | 12.015 | 12 | 12 | 12 | 7.791 | 7.707 | 7.707 | 7.707 | 4.699 | 4.699 | 0 | 0 | 0 | 0 | 0 | 0 | 0 | 0 | 0 | 0 | 0 | 0 | 0 | 0 | 0 | 0 | 0
Kemsley SGT1 & 2 | OCGTs (non CHP) | Gen_BB008 |  | MW | HydrogenEvolution | 12.015 | 12 | 12 | 12 | 7.791 | 7.707 | 7.707 | 7.707 | 4.699 | 4.699 | 0 | 0 | 0 | 0 | 0 | 0 | 0 | 0 | 0 | 0 | 0 | 0 | 0 | 0 | 0 | 0 | 0
Kingsnorth SGT | OCGTs (non CHP) | Gen_BB008 |  | MW | HolisticTransition | 31.403 | 31.403 | 31.403 | 30.783 | 30.498 | 29.999 | 29.499 | 18.14 | 18.14 | 18.14 | 18.14 | 18.14 | 18.14 | 18.14 | 18.14 | 18.14 | 18.14 | 18.14 | 18.14 | 18.14 | 18.14 | 18.14 | 18.14 | 18.14 | 18.14 | 18.14 | 18.14
Kingsnorth SGT | OCGTs (non CHP) | Gen_BB008 |  | MW | FallingBehind | 31.403 | 31.403 | 31.403 | 30.783 | 30.498 | 29.999 | 29.499 | 18.14 | 18.14 | 18.14 | 18.14 | 18.14 | 18.14 | 18.14 | 18.14 | 18.14 | 18.14 | 18.14 | 18.14 | 18.14 | 18.14 | 18.14 | 18.14 | 18.14 | 18.14 | 18.14 | 18.14
Kingsnorth SGT | OCGTs (non CHP) | Gen_BB008 |  | MW | ElectricEngagement | 31.403 | 31.4 | 31.4 | 31.4 | 20.388 | 20.167 | 20.167 | 20.167 | 12.295 | 12.295 | 11.941 | 11.941 | 7.76 | 7.76 | 7.76 | 7.76 | 7.76 | 7.76 | 7.76 | 7.76 | 7.76 | 7.76 | 7.76 | 7.76 | 7.76 | 0 | 0
Kingsnorth SGT | OCGTs (non CHP) | Gen_BB008 |  | MW | HydrogenEvolution | 31.403 | 31.4 | 31.4 | 31.4 | 20.388 | 20.167 | 20.167 | 20.167 | 12.295 | 12.295 | 11.941 | 11.941 | 7.76 | 7.76 | 7.76 | 7.76 | 7.76 | 7.76 | 7.76 | 7.76 | 7.76 | 7.76 | 7.76 | 7.76 | 7.76 | 0 | 0
Laleham SGT | OCGTs (non CHP) | Gen_BB008 |  | MW | HolisticTransition | 0 | 0 | 0 | 0 | 0 | 0 | 0 | 0 | 0 | 0 | 0 | 0 | 0 | 0 | 0 | 0 | 0 | 0 | 0 | 0 | 0 | 0 | 0 | 0 | 0 | 0 | 0
Laleham SGT | OCGTs (non CHP) | Gen_BB008 |  | MW | FallingBehind | 0 | 0 | 0 | 0 | 0 | 0 | 0 | 0 | 0 | 0 | 0 | 0 | 0 | 0 | 0 | 0 | 0 | 0 | 0 | 0 | 0 | 0 | 0 | 0 | 0 | 0 | 0
Laleham SGT | OCGTs (non CHP) | Gen_BB008 |  | MW | ElectricEngagement | 0 | 0 | 0 | 0 | 0 | 0 | 0 | 0 | 0 | 0 | 0 | 0 | 0 | 0 | 0 | 0 | 0 | 0 | 0 | 0 | 0 | 0 | 0 | 0 | 0 | 0 | 0
Laleham SGT | OCGTs (non CHP) | Gen_BB008 |  | MW | HydrogenEvolution | 0 | 0 | 0 | 0 | 0 | 0 | 0 | 0 | 0 | 0 | 0 | 0 | 0 | 0 | 0 | 0 | 0 | 0 | 0 | 0 | 0 | 0 | 0 | 0 | 0 | 0 | 0
Little Horsted SGT | OCGTs (non CHP) | Gen_BB008 |  | MW | HolisticTransition | 0 | 0 | 0 | 0 | 0 | 0 | 0 | 0 | 0 | 0 | 0 | 0 | 0 | 0 | 0 | 0 | 0 | 0 | 0 | 0 | 0 | 0 | 0 | 0 | 0 | 0 | 0
Little Horsted SGT | OCGTs (non CHP) | Gen_BB008 |  | MW | FallingBehind | 0 | 0 | 0 | 0 | 0 | 0 | 0 | 0 | 0 | 0 | 0 | 0 | 0 | 0 | 0 | 0 | 0 | 0 | 0 | 0 | 0 | 0 | 0 | 0 | 0 | 0 | 0
Little Horsted SGT | OCGTs (non CHP) | Gen_BB008 |  | MW | ElectricEngagement | 0 | 0 | 0 | 0 | 0 | 0 | 0 | 0 | 0 | 0 | 0 | 0 | 0 | 0 | 0 | 0 | 0 | 0 | 0 | 0 | 0 | 0 | 0 | 0 | 0 | 0 | 0
Little Horsted SGT | OCGTs (non CHP) | Gen_BB008 |  | MW | HydrogenEvolution | 0 | 0 | 0 | 0 | 0 | 0 | 0 | 0 | 0 | 0 | 0 | 0 | 0 | 0 | 0 | 0 | 0 | 0 | 0 | 0 | 0 | 0 | 0 | 0 | 0 | 0 | 0
Littlebrook SGT | OCGTs (non CHP) | Gen_BB008 |  | MW | HolisticTransition | 0 | 0 | 0 | 0 | 0 | 0 | 0 | 0 | 0 | 0 | 0 | 0 | 0 | 0 | 0 | 0 | 0 | 0 | 0 | 0 | 0 | 0 | 0 | 0 | 0 | 0 | 0
Littlebrook SGT | OCGTs (non CHP) | Gen_BB008 |  | MW | FallingBehind | 0 | 0 | 0 | 0 | 0 | 0 | 0 | 0 | 0 | 0 | 0 | 0 | 0 | 0 | 0 | 0 | 0 | 0 | 0 | 0 | 0 | 0 | 0 | 0 | 0 | 0 | 0
Littlebrook SGT | OCGTs (non CHP) | Gen_BB008 |  | MW | ElectricEngagement | 0 | 0 | 0 | 0 | 0 | 0 | 0 | 0 | 0 | 0 | 0 | 0 | 0 | 0 | 0 | 0 | 0 | 0 | 0 | 0 | 0 | 0 | 0 | 0 | 0 | 0 | 0
Littlebrook SGT | OCGTs (non CHP) | Gen_BB008 |  | MW | HydrogenEvolution | 0 | 0 | 0 | 0 | 0 | 0 | 0 | 0 | 0 | 0 | 0 | 0 | 0 | 0 | 0 | 0 | 0 | 0 | 0 | 0 | 0 | 0 | 0 | 0 | 0 | 0 | 0
Ninfield SGT | OCGTs (non CHP) | Gen_BB008 |  | MW | HolisticTransition | 5.11 | 5.11 | 5.11 | 5.01 | 5.1 | 5.019 | 4.937 | 3.225 | 3.225 | 3.225 | 3.225 | 3.225 | 3.225 | 3.225 | 3.225 | 3.225 | 3.225 | 3.225 | 3.225 | 3.225 | 3.225 | 3.225 | 3.225 | 3.225 | 3.225 | 3.225 | 3.225
Ninfield SGT | OCGTs (non CHP) | Gen_BB008 |  | MW | FallingBehind | 5.11 | 5.11 | 5.11 | 5.01 | 5.1 | 5.019 | 4.937 | 3.225 | 3.225 | 3.225 | 3.225 | 3.225 | 3.225 | 3.225 | 3.225 | 3.225 | 3.225 | 3.225 | 3.225 | 3.225 | 3.225 | 3.225 | 3.225 | 3.225 | 3.225 | 3.225 | 3.225
Ninfield SGT | OCGTs (non CHP) | Gen_BB008 |  | MW | ElectricEngagement | 5.11 | 5.11 | 5.11 | 5.11 | 3.318 | 3.282 | 3.282 | 3.282 | 2.001 | 2.001 | 1.943 | 1.943 | 1.263 | 1.263 | 1.263 | 1.263 | 1.263 | 1.263 | 1.263 | 1.263 | 1.263 | 1.263 | 1.263 | 1.263 | 1.263 | 0 | 0
Ninfield SGT | OCGTs (non CHP) | Gen_BB008 |  | MW | HydrogenEvolution | 5.11 | 5.11 | 5.11 | 5.11 | 3.318 | 3.282 | 3.282 | 3.282 | 2.001 | 2.001 | 1.943 | 1.943 | 1.263 | 1.263 | 1.263 | 1.263 | 1.263 | 1.263 | 1.263 | 1.263 | 1.263 | 1.263 | 1.263 | 1.263 | 1.263 | 0 | 0
Northfleet SGT | OCGTs (non CHP) | Gen_BB008 |  | MW | HolisticTransition | 0.001 | 2.101 | 4.201 | 6.176 | 6.946 | 6.846 | 6.746 | 5.29 | 5.29 | 5.29 | 5.29 | 5.29 | 5.29 | 5.29 | 5.29 | 5.29 | 5.29 | 5.29 | 5.29 | 5.29 | 5.29 | 5.29 | 5.29 | 5.29 | 5.29 | 5.29 | 5.29
Northfleet SGT | OCGTs (non CHP) | Gen_BB008 |  | MW | FallingBehind | 0.001 | 2.101 | 4.201 | 6.176 | 6.946 | 6.846 | 6.746 | 5.29 | 5.29 | 5.29 | 5.29 | 5.29 | 5.29 | 5.29 | 5.29 | 5.29 | 5.29 | 5.29 | 5.29 | 5.29 | 5.29 | 5.29 | 5.29 | 5.29 | 5.29 | 5.29 | 5.29
Northfleet SGT | OCGTs (non CHP) | Gen_BB008 |  | MW | ElectricEngagement | 0.001 | 1.4 | 2.8 | 4.2 | 2.727 | 2.697 | 2.697 | 2.697 | 1.645 | 1.645 | 1.597 | 1.597 | 1.038 | 1.038 | 1.038 | 1.038 | 1.038 | 1.038 | 1.038 | 1.038 | 1.038 | 1.038 | 1.038 | 1.038 | 1.038 | 0 | 0
Northfleet SGT | OCGTs (non CHP) | Gen_BB008 |  | MW | HydrogenEvolution | 0.001 | 1.4 | 2.8 | 4.2 | 2.727 | 2.697 | 2.697 | 2.697 | 1.645 | 1.645 | 1.597 | 1.597 | 1.038 | 1.038 | 1.038 | 1.038 | 1.038 | 1.038 | 1.038 | 1.038 | 1.038 | 1.038 | 1.038 | 1.038 | 1.038 | 0 | 0
Sellindge SGT2 & 3 & Richborough SGT | OCGTs (non CHP) | Gen_BB008 |  | MW | HolisticTransition | 41.926 | 41.926 | 41.926 | 41.067 | 40.935 | 40.269 | 39.603 | 24.699 | 24.699 | 24.699 | 24.699 | 24.699 | 24.699 | 24.699 | 24.699 | 24.699 | 24.699 | 24.699 | 24.699 | 24.699 | 24.699 | 24.699 | 24.699 | 24.699 | 24.699 | 24.699 | 24.699
Sellindge SGT2 & 3 & Richborough SGT | OCGTs (non CHP) | Gen_BB008 |  | MW | FallingBehind | 41.926 | 41.926 | 41.926 | 41.067 | 40.935 | 40.269 | 39.603 | 24.699 | 24.699 | 24.699 | 24.699 | 24.699 | 24.699 | 24.699 | 24.699 | 24.699 | 24.699 | 24.699 | 24.699 | 24.699 | 24.699 | 24.699 | 24.699 | 24.699 | 24.699 | 24.699 | 24.699
Sellindge SGT2 & 3 & Richborough SGT | OCGTs (non CHP) | Gen_BB008 |  | MW | ElectricEngagement | 41.926 | 41.89 | 41.89 | 41.89 | 27.199 | 26.904 | 26.904 | 26.904 | 16.403 | 16.403 | 15.931 | 15.931 | 10.353 | 10.353 | 10.353 | 10.353 | 10.353 | 10.353 | 10.353 | 10.353 | 10.353 | 10.353 | 10.353 | 10.353 | 10.353 | 0 | 0
Sellindge SGT2 & 3 & Richborough SGT | OCGTs (non CHP) | Gen_BB008 |  | MW | HydrogenEvolution | 41.926 | 41.89 | 41.89 | 41.89 | 27.199 | 26.904 | 26.904 | 26.904 | 16.403 | 16.403 | 15.931 | 15.931 | 10.353 | 10.353 | 10.353 | 10.353 | 10.353 | 10.353 | 10.353 | 10.353 | 10.353 | 10.353 | 10.353 | 10.353 | 10.353 | 0 | 0
Sellindge SGT5A SGT6 | OCGTs (non CHP) | Gen_BB008 |  | MW | HolisticTransition | 0 | 0 | 0 | 0 | 0 | 0 | 0 | 0 | 0 | 0 | 0 | 0 | 0 | 0 | 0 | 0 | 0 | 0 | 0 | 0 | 0 | 0 | 0 | 0 | 0 | 0 | 0
Sellindge SGT5A SGT6 | OCGTs (non CHP) | Gen_BB008 |  | MW | FallingBehind | 0 | 0 | 0 | 0 | 0 | 0 | 0 | 0 | 0 | 0 | 0 | 0 | 0 | 0 | 0 | 0 | 0 | 0 | 0 | 0 | 0 | 0 | 0 | 0 | 0 | 0 | 0
Sellindge SGT5A SGT6 | OCGTs (non CHP) | Gen_BB008 |  | MW | ElectricEngagement | 0 | 0 | 0 | 0 | 0 | 0 | 0 | 0 | 0 | 0 | 0 | 0 | 0 | 0 | 0 | 0 | 0 | 0 | 0 | 0 | 0 | 0 | 0 | 0 | 0 | 0 | 0
Sellindge SGT5A SGT6 | OCGTs (non CHP) | Gen_BB008 |  | MW | HydrogenEvolution | 0 | 0 | 0 | 0 | 0 | 0 | 0 | 0 | 0 | 0 | 0 | 0 | 0 | 0 | 0 | 0 | 0 | 0 | 0 | 0 | 0 | 0 | 0 | 0 | 0 | 0 | 0
West Weybridge SGT | OCGTs (non CHP) | Gen_BB008 |  | MW | HolisticTransition | 3.776 | 3.776 | 3.776 | 3.701 | 3.681 | 3.621 | 3.561 | 2.211 | 2.211 | 2.211 | 2.211 | 2.211 | 2.211 | 2.211 | 2.211 | 2.211 | 2.211 | 2.211 | 2.211 | 2.211 | 2.211 | 2.211 | 2.211 | 2.211 | 2.211 | 2.211 | 2.211
West Weybridge SGT | OCGTs (non CHP) | Gen_BB008 |  | MW | FallingBehind | 3.776 | 3.776 | 3.776 | 3.701 | 3.681 | 3.621 | 3.561 | 2.211 | 2.211 | 2.211 | 2.211 | 2.211 | 2.211 | 2.211 | 2.211 | 2.211 | 2.211 | 2.211 | 2.211 | 2.211 | 2.211 | 2.211 | 2.211 | 2.211 | 2.211 | 2.211 | 2.211
West Weybridge SGT | OCGTs (non CHP) | Gen_BB008 |  | MW | ElectricEngagement | 3.776 | 3.775 | 3.775 | 3.775 | 2.451 | 2.424 | 2.424 | 2.424 | 1.478 | 1.478 | 1.436 | 1.436 | 0.933 | 0.933 | 0.933 | 0.933 | 0.933 | 0.933 | 0.933 | 0.933 | 0.933 | 0.933 | 0.933 | 0.933 | 0.933 | 0 | 0
West Weybridge SGT | OCGTs (non CHP) | Gen_BB008 |  | MW | HydrogenEvolution | 3.776 | 3.775 | 3.775 | 3.775 | 2.451 | 2.424 | 2.424 | 2.424 | 1.478 | 1.478 | 1.436 | 1.436 | 0.933 | 0.933 | 0.933 | 0.933 | 0.933 | 0.933 | 0.933 | 0.933 | 0.933 | 0.933 | 0.933 | 0.933 | 0.933 | 0 | 0
Beddington SGT | CCGTs (non CHP) | Gen_BB009 |  | MW | HolisticTransition | 0 | 0 | 0 | 0 | 0 | 0 | 0 | 0 | 0 | 0 | 0 | 0 | 0 | 0 | 0 | 0 | 0 | 0 | 0 | 0 | 0 | 0 | 0 | 0 | 0 | 0 | 0
Beddington SGT | CCGTs (non CHP) | Gen_BB009 |  | MW | FallingBehind | 0 | 0 | 0 | 0 | 0 | 0 | 0 | 0 | 0 | 0 | 0 | 0 | 0 | 0 | 0 | 0 | 0 | 0 | 0 | 0 | 0 | 0 | 0 | 0 | 0 | 0 | 0
Beddington SGT | CCGTs (non CHP) | Gen_BB009 |  | MW | ElectricEngagement | 0 | 0 | 0 | 0 | 0 | 0 | 0 | 0 | 0 | 0 | 0 | 0 | 0 | 0 | 0 | 0 | 0 | 0 | 0 | 0 | 0 | 0 | 0 | 0 | 0 | 0 | 0
Beddington SGT | CCGTs (non CHP) | Gen_BB009 |  | MW | HydrogenEvolution | 0 | 0 | 0 | 0 | 0 | 0 | 0 | 0 | 0 | 0 | 0 | 0 | 0 | 0 | 0 | 0 | 0 | 0 | 0 | 0 | 0 | 0 | 0 | 0 | 0 | 0 | 0
Bolney SGT | CCGTs (non CHP) | Gen_BB009 |  | MW | HolisticTransition | 0 | 0 | 0 | 0 | 0 | 0 | 0 | 0 | 0 | 0 | 0 | 0 | 0 | 0 | 0 | 0 | 0 | 0 | 0 | 0 | 0 | 0 | 0 | 0 | 0 | 0 | 0
Bolney SGT | CCGTs (non CHP) | Gen_BB009 |  | MW | FallingBehind | 0 | 0 | 0 | 0 | 0 | 0 | 0 | 0 | 0 | 0 | 0 | 0 | 0 | 0 | 0 | 0 | 0 | 0 | 0 | 0 | 0 | 0 | 0 | 0 | 0 | 0 | 0
Bolney SGT | CCGTs (non CHP) | Gen_BB009 |  | MW | ElectricEngagement | 0 | 0 | 0 | 0 | 0 | 0 | 0 | 0 | 0 | 0 | 0 | 0 | 0 | 0 | 0 | 0 | 0 | 0 | 0 | 0 | 0 | 0 | 0 | 0 | 0 | 0 | 0
Bolney SGT | CCGTs (non CHP) | Gen_BB009 |  | MW | HydrogenEvolution | 0 | 0 | 0 | 0 | 0 | 0 | 0 | 0 | 0 | 0 | 0 | 0 | 0 | 0 | 0 | 0 | 0 | 0 | 0 | 0 | 0 | 0 | 0 | 0 | 0 | 0 | 0
Canterbury SGT | CCGTs (non CHP) | Gen_BB009 |  | MW | HolisticTransition | 0 | 0 | 0 | 0 | 0 | 0 | 0 | 0 | 0 | 0 | 0 | 0 | 0 | 0 | 0 | 0 | 0 | 0 | 0 | 0 | 0 | 0 | 0 | 0 | 0 | 0 | 0
Canterbury SGT | CCGTs (non CHP) | Gen_BB009 |  | MW | FallingBehind | 0 | 0 | 0 | 0 | 0 | 0 | 0 | 0 | 0 | 0 | 0 | 0 | 0 | 0 | 0 | 0 | 0 | 0 | 0 | 0 | 0 | 0 | 0 | 0 | 0 | 0 | 0
Canterbury SGT | CCGTs (non CHP) | Gen_BB009 |  | MW | ElectricEngagement | 0 | 0 | 0 | 0 | 0 | 0 | 0 | 0 | 0 | 0 | 0 | 0 | 0 | 0 | 0 | 0 | 0 | 0 | 0 | 0 | 0 | 0 | 0 | 0 | 0 | 0 | 0
Canterbury SGT | CCGTs (non CHP) | Gen_BB009 |  | MW | HydrogenEvolution | 0 | 0 | 0 | 0 | 0 | 0 | 0 | 0 | 0 | 0 | 0 | 0 | 0 | 0 | 0 | 0 | 0 | 0 | 0 | 0 | 0 | 0 | 0 | 0 | 0 | 0 | 0
Chessington SGT 1 & SGT 4A | CCGTs (non CHP) | Gen_BB009 |  | MW | HolisticTransition | 0 | 0 | 0 | 0 | 0 | 0 | 0 | 0 | 0 | 0 | 0 | 0 | 0 | 0 | 0 | 0 | 0 | 0 | 0 | 0 | 0 | 0 | 0 | 0 | 0 | 0 | 0
Chessington SGT 1 & SGT 4A | CCGTs (non CHP) | Gen_BB009 |  | MW | FallingBehind | 0 | 0 | 0 | 0 | 0 | 0 | 0 | 0 | 0 | 0 | 0 | 0 | 0 | 0 | 0 | 0 | 0 | 0 | 0 | 0 | 0 | 0 | 0 | 0 | 0 | 0 | 0
Chessington SGT 1 & SGT 4A | CCGTs (non CHP) | Gen_BB009 |  | MW | ElectricEngagement | 0 | 0 | 0 | 0 | 0 | 0 | 0 | 0 | 0 | 0 | 0 | 0 | 0 | 0 | 0 | 0 | 0 | 0 | 0 | 0 | 0 | 0 | 0 | 0 | 0 | 0 | 0
Chessington SGT 1 & SGT 4A | CCGTs (non CHP) | Gen_BB009 |  | MW | HydrogenEvolution | 0 | 0 | 0 | 0 | 0 | 0 | 0 | 0 | 0 | 0 | 0 | 0 | 0 | 0 | 0 | 0 | 0 | 0 | 0 | 0 | 0 | 0 | 0 | 0 | 0 | 0 | 0
Chessington SGT 2 & SGT 4B | CCGTs (non CHP) | Gen_BB009 |  | MW | HolisticTransition | 0 | 0 | 0 | 0 | 0 | 0 | 0 | 0 | 0 | 0 | 0 | 0 | 0 | 0 | 0 | 0 | 0 | 0 | 0 | 0 | 0 | 0 | 0 | 0 | 0 | 0 | 0
Chessington SGT 2 & SGT 4B | CCGTs (non CHP) | Gen_BB009 |  | MW | FallingBehind | 0 | 0 | 0 | 0 | 0 | 0 | 0 | 0 | 0 | 0 | 0 | 0 | 0 | 0 | 0 | 0 | 0 | 0 | 0 | 0 | 0 | 0 | 0 | 0 | 0 | 0 | 0
Chessington SGT 2 & SGT 4B | CCGTs (non CHP) | Gen_BB009 |  | MW | ElectricEngagement | 0 | 0 | 0 | 0 | 0 | 0 | 0 | 0 | 0 | 0 | 0 | 0 | 0 | 0 | 0 | 0 | 0 | 0 | 0 | 0 | 0 | 0 | 0 | 0 | 0 | 0 | 0
Chessington SGT 2 & SGT 4B | CCGTs (non CHP) | Gen_BB009 |  | MW | HydrogenEvolution | 0 | 0 | 0 | 0 | 0 | 0 | 0 | 0 | 0 | 0 | 0 | 0 | 0 | 0 | 0 | 0 | 0 | 0 | 0 | 0 | 0 | 0 | 0 | 0 | 0 | 0 | 0
Kemsley SGT | CCGTs (non CHP) | Gen_BB009 |  | MW | HolisticTransition | 0 | 0 | 0 | 0 | 0 | 0 | 0 | 0 | 0 | 0 | 0 | 0 | 0 | 0 | 0 | 0 | 0 | 0 | 0 | 0 | 0 | 0 | 0 | 0 | 0 | 0 | 0
Kemsley SGT | CCGTs (non CHP) | Gen_BB009 |  | MW | FallingBehind | 0 | 0 | 0 | 0 | 0 | 0 | 0 | 0 | 0 | 0 | 0 | 0 | 0 | 0 | 0 | 0 | 0 | 0 | 0 | 0 | 0 | 0 | 0 | 0 | 0 | 0 | 0
Kemsley SGT | CCGTs (non CHP) | Gen_BB009 |  | MW | ElectricEngagement | 0 | 0 | 0 | 0 | 0 | 0 | 0 | 0 | 0 | 0 | 0 | 0 | 0 | 0 | 0 | 0 | 0 | 0 | 0 | 0 | 0 | 0 | 0 | 0 | 0 | 0 | 0
Kemsley SGT | CCGTs (non CHP) | Gen_BB009 |  | MW | HydrogenEvolution | 0 | 0 | 0 | 0 | 0 | 0 | 0 | 0 | 0 | 0 | 0 | 0 | 0 | 0 | 0 | 0 | 0 | 0 | 0 | 0 | 0 | 0 | 0 | 0 | 0 | 0 | 0
Kemsley SGT 3A | CCGTs (non CHP) | Gen_BB009 |  | MW | HolisticTransition | 0 | 0 | 0 | 0 | 0 | 0 | 0 | 0 | 0 | 0 | 0 | 0 | 0 | 0 | 0 | 0 | 0 | 0 | 0 | 0 | 0 | 0 | 0 | 0 | 0 | 0 | 0
Kemsley SGT 3A | CCGTs (non CHP) | Gen_BB009 |  | MW | FallingBehind | 0 | 0 | 0 | 0 | 0 | 0 | 0 | 0 | 0 | 0 | 0 | 0 | 0 | 0 | 0 | 0 | 0 | 0 | 0 | 0 | 0 | 0 | 0 | 0 | 0 | 0 | 0
Kemsley SGT 3A | CCGTs (non CHP) | Gen_BB009 |  | MW | ElectricEngagement | 0 | 0 | 0 | 0 | 0 | 0 | 0 | 0 | 0 | 0 | 0 | 0 | 0 | 0 | 0 | 0 | 0 | 0 | 0 | 0 | 0 | 0 | 0 | 0 | 0 | 0 | 0
Kemsley SGT 3A | CCGTs (non CHP) | Gen_BB009 |  | MW | HydrogenEvolution | 0 | 0 | 0 | 0 | 0 | 0 | 0 | 0 | 0 | 0 | 0 | 0 | 0 | 0 | 0 | 0 | 0 | 0 | 0 | 0 | 0 | 0 | 0 | 0 | 0 | 0 | 0
Kemsley SGT1 & 2 | CCGTs (non CHP) | Gen_BB009 |  | MW | HolisticTransition | 0 | 0 | 0 | 0 | 0 | 0 | 0 | 0 | 0 | 0 | 0 | 0 | 0 | 0 | 0 | 0 | 0 | 0 | 0 | 0 | 0 | 0 | 0 | 0 | 0 | 0 | 0
Kemsley SGT1 & 2 | CCGTs (non CHP) | Gen_BB009 |  | MW | FallingBehind | 0 | 0 | 0 | 0 | 0 | 0 | 0 | 0 | 0 | 0 | 0 | 0 | 0 | 0 | 0 | 0 | 0 | 0 | 0 | 0 | 0 | 0 | 0 | 0 | 0 | 0 | 0
Kemsley SGT1 & 2 | CCGTs (non CHP) | Gen_BB009 |  | MW | ElectricEngagement | 0 | 0 | 0 | 0 | 0 | 0 | 0 | 0 | 0 | 0 | 0 | 0 | 0 | 0 | 0 | 0 | 0 | 0 | 0 | 0 | 0 | 0 | 0 | 0 | 0 | 0 | 0
Kemsley SGT1 & 2 | CCGTs (non CHP) | Gen_BB009 |  | MW | HydrogenEvolution | 0 | 0 | 0 | 0 | 0 | 0 | 0 | 0 | 0 | 0 | 0 | 0 | 0 | 0 | 0 | 0 | 0 | 0 | 0 | 0 | 0 | 0 | 0 | 0 | 0 | 0 | 0
Kingsnorth SGT | CCGTs (non CHP) | Gen_BB009 |  | MW | HolisticTransition | 0 | 0 | 0 | 0 | 0 | 0 | 0 | 0 | 0 | 0 | 0 | 0 | 0 | 0 | 0 | 0 | 0 | 0 | 0 | 0 | 0 | 0 | 0 | 0 | 0 | 0 | 0
Kingsnorth SGT | CCGTs (non CHP) | Gen_BB009 |  | MW | FallingBehind | 0 | 0 | 0 | 0 | 0 | 0 | 0 | 0 | 0 | 0 | 0 | 0 | 0 | 0 | 0 | 0 | 0 | 0 | 0 | 0 | 0 | 0 | 0 | 0 | 0 | 0 | 0
Kingsnorth SGT | CCGTs (non CHP) | Gen_BB009 |  | MW | ElectricEngagement | 0 | 0 | 0 | 0 | 0 | 0 | 0 | 0 | 0 | 0 | 0 | 0 | 0 | 0 | 0 | 0 | 0 | 0 | 0 | 0 | 0 | 0 | 0 | 0 | 0 | 0 | 0
Kingsnorth SGT | CCGTs (non CHP) | Gen_BB009 |  | MW | HydrogenEvolution | 0 | 0 | 0 | 0 | 0 | 0 | 0 | 0 | 0 | 0 | 0 | 0 | 0 | 0 | 0 | 0 | 0 | 0 | 0 | 0 | 0 | 0 | 0 | 0 | 0 | 0 | 0
Laleham SGT | CCGTs (non CHP) | Gen_BB009 |  | MW | HolisticTransition | 0 | 0 | 0 | 0 | 0 | 0 | 0 | 0 | 0 | 0 | 0 | 0 | 0 | 0 | 0 | 0 | 0 | 0 | 0 | 0 | 0 | 0 | 0 | 0 | 0 | 0 | 0
Laleham SGT | CCGTs (non CHP) | Gen_BB009 |  | MW | FallingBehind | 0 | 0 | 0 | 0 | 0 | 0 | 0 | 0 | 0 | 0 | 0 | 0 | 0 | 0 | 0 | 0 | 0 | 0 | 0 | 0 | 0 | 0 | 0 | 0 | 0 | 0 | 0
Laleham SGT | CCGTs (non CHP) | Gen_BB009 |  | MW | ElectricEngagement | 0 | 0 | 0 | 0 | 0 | 0 | 0 | 0 | 0 | 0 | 0 | 0 | 0 | 0 | 0 | 0 | 0 | 0 | 0 | 0 | 0 | 0 | 0 | 0 | 0 | 0 | 0
Laleham SGT | CCGTs (non CHP) | Gen_BB009 |  | MW | HydrogenEvolution | 0 | 0 | 0 | 0 | 0 | 0 | 0 | 0 | 0 | 0 | 0 | 0 | 0 | 0 | 0 | 0 | 0 | 0 | 0 | 0 | 0 | 0 | 0 | 0 | 0 | 0 | 0
Little Horsted SGT | CCGTs (non CHP) | Gen_BB009 |  | MW | HolisticTransition | 0 | 0 | 0 | 0 | 0 | 0 | 0 | 0 | 0 | 0 | 0 | 0 | 0 | 0 | 0 | 0 | 0 | 0 | 0 | 0 | 0 | 0 | 0 | 0 | 0 | 0 | 0
Little Horsted SGT | CCGTs (non CHP) | Gen_BB009 |  | MW | FallingBehind | 0 | 0 | 0 | 0 | 0 | 0 | 0 | 0 | 0 | 0 | 0 | 0 | 0 | 0 | 0 | 0 | 0 | 0 | 0 | 0 | 0 | 0 | 0 | 0 | 0 | 0 | 0
Little Horsted SGT | CCGTs (non CHP) | Gen_BB009 |  | MW | ElectricEngagement | 0 | 0 | 0 | 0 | 0 | 0 | 0 | 0 | 0 | 0 | 0 | 0 | 0 | 0 | 0 | 0 | 0 | 0 | 0 | 0 | 0 | 0 | 0 | 0 | 0 | 0 | 0
Little Horsted SGT | CCGTs (non CHP) | Gen_BB009 |  | MW | HydrogenEvolution | 0 | 0 | 0 | 0 | 0 | 0 | 0 | 0 | 0 | 0 | 0 | 0 | 0 | 0 | 0 | 0 | 0 | 0 | 0 | 0 | 0 | 0 | 0 | 0 | 0 | 0 | 0
Littlebrook SGT | CCGTs (non CHP) | Gen_BB009 |  | MW | HolisticTransition | 0 | 0 | 0 | 0 | 0 | 0 | 0 | 0 | 0 | 0 | 0 | 0 | 0 | 0 | 0 | 0 | 0 | 0 | 0 | 0 | 0 | 0 | 0 | 0 | 0 | 0 | 0
Littlebrook SGT | CCGTs (non CHP) | Gen_BB009 |  | MW | FallingBehind | 0 | 0 | 0 | 0 | 0 | 0 | 0 | 0 | 0 | 0 | 0 | 0 | 0 | 0 | 0 | 0 | 0 | 0 | 0 | 0 | 0 | 0 | 0 | 0 | 0 | 0 | 0
Littlebrook SGT | CCGTs (non CHP) | Gen_BB009 |  | MW | ElectricEngagement | 0 | 0 | 0 | 0 | 0 | 0 | 0 | 0 | 0 | 0 | 0 | 0 | 0 | 0 | 0 | 0 | 0 | 0 | 0 | 0 | 0 | 0 | 0 | 0 | 0 | 0 | 0
Littlebrook SGT | CCGTs (non CHP) | Gen_BB009 |  | MW | HydrogenEvolution | 0 | 0 | 0 | 0 | 0 | 0 | 0 | 0 | 0 | 0 | 0 | 0 | 0 | 0 | 0 | 0 | 0 | 0 | 0 | 0 | 0 | 0 | 0 | 0 | 0 | 0 | 0
Ninfield SGT | CCGTs (non CHP) | Gen_BB009 |  | MW | HolisticTransition | 0 | 0 | 0 | 0 | 0 | 0 | 0 | 0 | 0 | 0 | 0 | 0 | 0 | 0 | 0 | 0 | 0 | 0 | 0 | 0 | 0 | 0 | 0 | 0 | 0 | 0 | 0
Ninfield SGT | CCGTs (non CHP) | Gen_BB009 |  | MW | FallingBehind | 0 | 0 | 0 | 0 | 0 | 0 | 0 | 0 | 0 | 0 | 0 | 0 | 0 | 0 | 0 | 0 | 0 | 0 | 0 | 0 | 0 | 0 | 0 | 0 | 0 | 0 | 0
Ninfield SGT | CCGTs (non CHP) | Gen_BB009 |  | MW | ElectricEngagement | 0 | 0 | 0 | 0 | 0 | 0 | 0 | 0 | 0 | 0 | 0 | 0 | 0 | 0 | 0 | 0 | 0 | 0 | 0 | 0 | 0 | 0 | 0 | 0 | 0 | 0 | 0
Ninfield SGT | CCGTs (non CHP) | Gen_BB009 |  | MW | HydrogenEvolution | 0 | 0 | 0 | 0 | 0 | 0 | 0 | 0 | 0 | 0 | 0 | 0 | 0 | 0 | 0 | 0 | 0 | 0 | 0 | 0 | 0 | 0 | 0 | 0 | 0 | 0 | 0
Northfleet SGT | CCGTs (non CHP) | Gen_BB009 |  | MW | HolisticTransition | 0 | 0 | 0 | 0 | 0 | 0 | 0 | 0 | 0 | 0 | 0 | 0 | 0 | 0 | 0 | 0 | 0 | 0 | 0 | 0 | 0 | 0 | 0 | 0 | 0 | 0 | 0
Northfleet SGT | CCGTs (non CHP) | Gen_BB009 |  | MW | FallingBehind | 0 | 0 | 0 | 0 | 0 | 0 | 0 | 0 | 0 | 0 | 0 | 0 | 0 | 0 | 0 | 0 | 0 | 0 | 0 | 0 | 0 | 0 | 0 | 0 | 0 | 0 | 0
Northfleet SGT | CCGTs (non CHP) | Gen_BB009 |  | MW | ElectricEngagement | 0 | 0 | 0 | 0 | 0 | 0 | 0 | 0 | 0 | 0 | 0 | 0 | 0 | 0 | 0 | 0 | 0 | 0 | 0 | 0 | 0 | 0 | 0 | 0 | 0 | 0 | 0
Northfleet SGT | CCGTs (non CHP) | Gen_BB009 |  | MW | HydrogenEvolution | 0 | 0 | 0 | 0 | 0 | 0 | 0 | 0 | 0 | 0 | 0 | 0 | 0 | 0 | 0 | 0 | 0 | 0 | 0 | 0 | 0 | 0 | 0 | 0 | 0 | 0 | 0
Sellindge SGT2 & 3 & Richborough SGT | CCGTs (non CHP) | Gen_BB009 |  | MW | HolisticTransition | 0 | 0 | 0 | 0 | 0 | 0 | 0 | 0 | 0 | 0 | 0 | 0 | 0 | 0 | 0 | 0 | 0 | 0 | 0 | 0 | 0 | 0 | 0 | 0 | 0 | 0 | 0
Sellindge SGT2 & 3 & Richborough SGT | CCGTs (non CHP) | Gen_BB009 |  | MW | FallingBehind | 0 | 0 | 0 | 0 | 0 | 0 | 0 | 0 | 0 | 0 | 0 | 0 | 0 | 0 | 0 | 0 | 0 | 0 | 0 | 0 | 0 | 0 | 0 | 0 | 0 | 0 | 0
Sellindge SGT2 & 3 & Richborough SGT | CCGTs (non CHP) | Gen_BB009 |  | MW | ElectricEngagement | 0 | 0 | 0 | 0 | 0 | 0 | 0 | 0 | 0 | 0 | 0 | 0 | 0 | 0 | 0 | 0 | 0 | 0 | 0 | 0 | 0 | 0 | 0 | 0 | 0 | 0 | 0
Sellindge SGT2 & 3 & Richborough SGT | CCGTs (non CHP) | Gen_BB009 |  | MW | HydrogenEvolution | 0 | 0 | 0 | 0 | 0 | 0 | 0 | 0 | 0 | 0 | 0 | 0 | 0 | 0 | 0 | 0 | 0 | 0 | 0 | 0 | 0 | 0 | 0 | 0 | 0 | 0 | 0
Sellindge SGT5A SGT6 | CCGTs (non CHP) | Gen_BB009 |  | MW | HolisticTransition | 0 | 0 | 0 | 0 | 0 | 0 | 0 | 0 | 0 | 0 | 0 | 0 | 0 | 0 | 0 | 0 | 0 | 0 | 0 | 0 | 0 | 0 | 0 | 0 | 0 | 0 | 0
Sellindge SGT5A SGT6 | CCGTs (non CHP) | Gen_BB009 |  | MW | FallingBehind | 0 | 0 | 0 | 0 | 0 | 0 | 0 | 0 | 0 | 0 | 0 | 0 | 0 | 0 | 0 | 0 | 0 | 0 | 0 | 0 | 0 | 0 | 0 | 0 | 0 | 0 | 0
Sellindge SGT5A SGT6 | CCGTs (non CHP) | Gen_BB009 |  | MW | ElectricEngagement | 0 | 0 | 0 | 0 | 0 | 0 | 0 | 0 | 0 | 0 | 0 | 0 | 0 | 0 | 0 | 0 | 0 | 0 | 0 | 0 | 0 | 0 | 0 | 0 | 0 | 0 | 0
Sellindge SGT5A SGT6 | CCGTs (non CHP) | Gen_BB009 |  | MW | HydrogenEvolution | 0 | 0 | 0 | 0 | 0 | 0 | 0 | 0 | 0 | 0 | 0 | 0 | 0 | 0 | 0 | 0 | 0 | 0 | 0 | 0 | 0 | 0 | 0 | 0 | 0 | 0 | 0
West Weybridge SGT | CCGTs (non CHP) | Gen_BB009 |  | MW | HolisticTransition | 0 | 0 | 0 | 0 | 0 | 0 | 0 | 0 | 0 | 0 | 0 | 0 | 0 | 0 | 0 | 0 | 0 | 0 | 0 | 0 | 0 | 0 | 0 | 0 | 0 | 0 | 0
West Weybridge SGT | CCGTs (non CHP) | Gen_BB009 |  | MW | FallingBehind | 0 | 0 | 0 | 0 | 0 | 0 | 0 | 0 | 0 | 0 | 0 | 0 | 0 | 0 | 0 | 0 | 0 | 0 | 0 | 0 | 0 | 0 | 0 | 0 | 0 | 0 | 0
West Weybridge SGT | CCGTs (non CHP) | Gen_BB009 |  | MW | ElectricEngagement | 0 | 0 | 0 | 0 | 0 | 0 | 0 | 0 | 0 | 0 | 0 | 0 | 0 | 0 | 0 | 0 | 0 | 0 | 0 | 0 | 0 | 0 | 0 | 0 | 0 | 0 | 0
West Weybridge SGT | CCGTs (non CHP) | Gen_BB009 |  | MW | HydrogenEvolution | 0 | 0 | 0 | 0 | 0 | 0 | 0 | 0 | 0 | 0 | 0 | 0 | 0 | 0 | 0 | 0 | 0 | 0 | 0 | 0 | 0 | 0 | 0 | 0 | 0 | 0 | 0
Beddington SGT | Biomass & Energy Crops (including CHP) | Gen_BB010 | Includes Biomass Conversions | MW | HolisticTransition | 0 | 0 | 0 | 0 | 0 | 0 | 0.009 | 0.021 | 0.035 | 0.035 | 0.055 | 0.067 | 0.079 | 0.091 | 0.106 | 0.103 | 0.113 | 0.113 | 0.136 | 0.136 | 0.149 | 0.159 | 0.17 | 0.182 | 0.182 | 0.195 | 0.206
Beddington SGT | Biomass & Energy Crops (including CHP) | Gen_BB010 | Includes Biomass Conversions | MW | FallingBehind | 0 | 0 | 0 | 0 | 0 | 0 | 0.034 | 0.052 | 0.084 | 0.117 | 0.141 | 0.173 | 0.207 | 0.227 | 0.256 | 0.291 | 0.314 | 0.346 | 0.366 | 0.399 | 0.433 | 0.452 | 0.485 | 0.517 | 0.541 | 0.574 | 0.61
Beddington SGT | Biomass & Energy Crops (including CHP) | Gen_BB010 | Includes Biomass Conversions | MW | ElectricEngagement | 0 | 0 | 0 | 0 | 0 | 0 | 0.033 | 0.056 | 0.083 | 0.091 | 0.123 | 0.149 | 0.174 | 0.18 | 0.214 | 0.223 | 0.253 | 0.283 | 0.315 | 0.336 | 0.361 | 0.394 | 0.424 | 0.456 | 0.496 | 0.532 | 0.565
Beddington SGT | Biomass & Energy Crops (including CHP) | Gen_BB010 | Includes Biomass Conversions | MW | HydrogenEvolution | 0 | 0 | 0 | 0 | 0 | 0 | 0.033 | 0.056 | 0.083 | 0.091 | 0.123 | 0.149 | 0.174 | 0.18 | 0.214 | 0.223 | 0.253 | 0.283 | 0.315 | 0.336 | 0.361 | 0.394 | 0.424 | 0.456 | 0.496 | 0.532 | 0.565
Bolney SGT | Biomass & Energy Crops (including CHP) | Gen_BB010 | Includes Biomass Conversions | MW | HolisticTransition | 0 | 0 | 0 | 0 | 0 | 0 | 0.123 | 0.247 | 0.37 | 0.366 | 0.611 | 0.734 | 0.855 | 0.979 | 1.104 | 1.086 | 1.211 | 1.211 | 1.451 | 1.451 | 1.58 | 1.699 | 1.823 | 1.945 | 1.945 | 2.071 | 2.194
Bolney SGT | Biomass & Energy Crops (including CHP) | Gen_BB010 | Includes Biomass Conversions | MW | FallingBehind | 0 | 0 | 0 | 0 | 0 | 0 | 0.342 | 0.572 | 0.916 | 1.256 | 1.485 | 1.828 | 2.171 | 2.4 | 2.743 | 3.084 | 3.31 | 3.657 | 3.885 | 4.226 | 4.571 | 4.801 | 5.14 | 5.484 | 5.715 | 6.057 | 6.398
Bolney SGT | Biomass & Energy Crops (including CHP) | Gen_BB010 | Includes Biomass Conversions | MW | ElectricEngagement | 0 | 0 | 0 | 0 | 0 | 0 | 0.341 | 0.628 | 0.912 | 0.966 | 1.309 | 1.592 | 1.879 | 1.93 | 2.27 | 2.381 | 2.724 | 3.009 | 3.346 | 3.572 | 3.858 | 4.199 | 4.54 | 4.88 | 5.275 | 5.673 | 6.016
Bolney SGT | Biomass & Energy Crops (including CHP) | Gen_BB010 | Includes Biomass Conversions | MW | HydrogenEvolution | 0 | 0 | 0 | 0 | 0 | 0 | 0.341 | 0.628 | 0.912 | 0.966 | 1.309 | 1.592 | 1.879 | 1.93 | 2.27 | 2.381 | 2.724 | 3.009 | 3.346 | 3.572 | 3.858 | 4.199 | 4.54 | 4.88 | 5.275 | 5.673 | 6.016
Canterbury SGT | Biomass & Energy Crops (including CHP) | Gen_BB010 | Includes Biomass Conversions | MW | HolisticTransition | 0 | 0 | 0 | 0 | 0 | 0 | 0.024 | 0.05 | 0.074 | 0.068 | 0.116 | 0.139 | 0.162 | 0.19 | 0.213 | 0.208 | 0.234 | 0.234 | 0.28 | 0.28 | 0.302 | 0.325 | 0.353 | 0.375 | 0.375 | 0.398 | 0.421
Canterbury SGT | Biomass & Energy Crops (including CHP) | Gen_BB010 | Includes Biomass Conversions | MW | FallingBehind | 0 | 0 | 0 | 0 | 0 | 0 | 0.066 | 0.11 | 0.176 | 0.244 | 0.286 | 0.354 | 0.418 | 0.458 | 0.524 | 0.592 | 0.634 | 0.7 | 0.744 | 0.811 | 0.875 | 0.917 | 0.983 | 1.05 | 1.094 | 1.161 | 1.224
Canterbury SGT | Biomass & Energy Crops (including CHP) | Gen_BB010 | Includes Biomass Conversions | MW | ElectricEngagement | 0 | 0 | 0 | 0 | 0 | 0 | 0.066 | 0.117 | 0.174 | 0.183 | 0.25 | 0.303 | 0.36 | 0.371 | 0.433 | 0.455 | 0.523 | 0.576 | 0.639 | 0.684 | 0.737 | 0.804 | 0.868 | 0.933 | 1.009 | 1.082 | 1.152
Canterbury SGT | Biomass & Energy Crops (including CHP) | Gen_BB010 | Includes Biomass Conversions | MW | HydrogenEvolution | 0 | 0 | 0 | 0 | 0 | 0 | 0.066 | 0.117 | 0.174 | 0.183 | 0.25 | 0.303 | 0.36 | 0.371 | 0.433 | 0.455 | 0.523 | 0.576 | 0.639 | 0.684 | 0.737 | 0.804 | 0.868 | 0.933 | 1.009 | 1.082 | 1.152
Chessington SGT 1 & SGT 4A | Biomass & Energy Crops (including CHP) | Gen_BB010 | Includes Biomass Conversions | MW | HolisticTransition | 0 | 0 | 0 | 0 | 0 | 0 | 0.004 | 0.006 | 0.01 | 0.009 | 0.017 | 0.019 | 0.022 | 0.027 | 0.029 | 0.029 | 0.033 | 0.033 | 0.039 | 0.039 | 0.042 | 0.044 | 0.047 | 0.052 | 0.052 | 0.056 | 0.058
Chessington SGT 1 & SGT 4A | Biomass & Energy Crops (including CHP) | Gen_BB010 | Includes Biomass Conversions | MW | FallingBehind | 0 | 0 | 0 | 0 | 0 | 0 | 0.01 | 0.018 | 0.025 | 0.035 | 0.043 | 0.049 | 0.059 | 0.067 | 0.075 | 0.084 | 0.091 | 0.101 | 0.107 | 0.116 | 0.124 | 0.13 | 0.14 | 0.15 | 0.155 | 0.164 | 0.174
Chessington SGT 1 & SGT 4A | Biomass & Energy Crops (including CHP) | Gen_BB010 | Includes Biomass Conversions | MW | ElectricEngagement | 0 | 0 | 0 | 0 | 0 | 0 | 0.01 | 0.019 | 0.025 | 0.028 | 0.036 | 0.044 | 0.051 | 0.053 | 0.062 | 0.065 | 0.074 | 0.083 | 0.092 | 0.099 | 0.106 | 0.116 | 0.123 | 0.132 | 0.142 | 0.154 | 0.163
Chessington SGT 1 & SGT 4A | Biomass & Energy Crops (including CHP) | Gen_BB010 | Includes Biomass Conversions | MW | HydrogenEvolution | 0 | 0 | 0 | 0 | 0 | 0 | 0.01 | 0.019 | 0.025 | 0.028 | 0.036 | 0.044 | 0.051 | 0.053 | 0.062 | 0.065 | 0.074 | 0.083 | 0.092 | 0.099 | 0.106 | 0.116 | 0.123 | 0.132 | 0.142 | 0.154 | 0.163
Chessington SGT 2 & SGT 4B | Biomass & Energy Crops (including CHP) | Gen_BB010 | Includes Biomass Conversions | MW | HolisticTransition | 0 | 0 | 0 | 0 | 0 | 0 | 0 | 0 | 0 | 0 | 0 | 0 | 0 | 0 | 0 | 0 | 0 | 0 | 0 | 0 | 0.001 | 0.001 | 0.001 | 0.001 | 0.001 | 0.001 | 0.001
Chessington SGT 2 & SGT 4B | Biomass & Energy Crops (including CHP) | Gen_BB010 | Includes Biomass Conversions | MW | FallingBehind | 0 | 0 | 0 | 0 | 0 | 0 | 0 | 0 | 0 | 0 | 0 | 0.001 | 0.001 | 0.001 | 0.001 | 0.001 | 0.001 | 0.001 | 0.001 | 0.002 | 0.002 | 0.002 | 0.002 | 0.002 | 0.002 | 0.002 | 0.003
Chessington SGT 2 & SGT 4B | Biomass & Energy Crops (including CHP) | Gen_BB010 | Includes Biomass Conversions | MW | ElectricEngagement | 0 | 0 | 0 | 0 | 0 | 0 | 0 | 0 | 0 | 0 | 0 | 0.001 | 0.001 | 0.001 | 0.001 | 0.001 | 0.001 | 0.001 | 0.001 | 0.001 | 0.001 | 0.002 | 0.002 | 0.002 | 0.002 | 0.002 | 0.002
Chessington SGT 2 & SGT 4B | Biomass & Energy Crops (including CHP) | Gen_BB010 | Includes Biomass Conversions | MW | HydrogenEvolution | 0 | 0 | 0 | 0 | 0 | 0 | 0 | 0 | 0 | 0 | 0 | 0.001 | 0.001 | 0.001 | 0.001 | 0.001 | 0.001 | 0.001 | 0.001 | 0.001 | 0.001 | 0.002 | 0.002 | 0.002 | 0.002 | 0.002 | 0.002
Kemsley SGT | Biomass & Energy Crops (including CHP) | Gen_BB010 | Includes Biomass Conversions | MW | HolisticTransition | 0 | 0 | 0 | 0 | 0 | 0 | 0 | 0 | 0 | 0 | 0.487 | 0.428 | 0.41 | 0.404 | 0.424 | 0.389 | 0.41 | 0.383 | 0.425 | 0.398 | 0.416 | 0.408 | 0.43 | 0.454 | 0.454 | 0.476 | 0.495
Kemsley SGT | Biomass & Energy Crops (including CHP) | Gen_BB010 | Includes Biomass Conversions | MW | FallingBehind | 0 | 0 | 0 | 0 | 0 | 0 | 0 | 0 | 0 | 0 | 0.765 | 0.829 | 0.831 | 0.873 | 0.941 | 1.004 | 1.05 | 1.114 | 1.158 | 1.224 | 1.288 | 1.334 | 1.397 | 1.464 | 1.506 | 1.572 | 1.638
Kemsley SGT | Biomass & Energy Crops (including CHP) | Gen_BB010 | Includes Biomass Conversions | MW | ElectricEngagement | 0 | 0 | 0 | 0 | 0 | 0 | 0 | 0 | 0 | 0 | 0.656 | 0.665 | 0.645 | 0.631 | 0.697 | 0.693 | 0.76 | 0.79 | 0.855 | 0.876 | 0.928 | 0.994 | 1.059 | 1.125 | 1.199 | 1.275 | 1.339
Kemsley SGT | Biomass & Energy Crops (including CHP) | Gen_BB010 | Includes Biomass Conversions | MW | HydrogenEvolution | 0 | 0 | 0 | 0 | 0 | 0 | 0 | 0 | 0 | 0 | 0.656 | 0.665 | 0.645 | 0.631 | 0.697 | 0.693 | 0.76 | 0.79 | 0.855 | 0.876 | 0.928 | 0.994 | 1.059 | 1.125 | 1.199 | 1.275 | 1.339
Kemsley SGT 3A | Biomass & Energy Crops (including CHP) | Gen_BB010 | Includes Biomass Conversions | MW | HolisticTransition | 0 | 0 | 0 | 0 | 0 | 0 | 0 | 0 | 0 | 0 | 0 | 0 | 0 | 0 | 0 | 0 | 0 | 0 | 0 | 0 | 0 | 0 | 0 | 0 | 0 | 0 | 0
Kemsley SGT 3A | Biomass & Energy Crops (including CHP) | Gen_BB010 | Includes Biomass Conversions | MW | FallingBehind | 0 | 0 | 0 | 0 | 0 | 0 | 0 | 0 | 0 | 0 | 0 | 0 | 0 | 0 | 0 | 0 | 0 | 0 | 0 | 0 | 0 | 0 | 0 | 0 | 0 | 0 | 0
Kemsley SGT 3A | Biomass & Energy Crops (including CHP) | Gen_BB010 | Includes Biomass Conversions | MW | ElectricEngagement | 0 | 0 | 0 | 0 | 0 | 0 | 0 | 0 | 0 | 0 | 0 | 0 | 0 | 0 | 0 | 0 | 0 | 0 | 0 | 0 | 0 | 0 | 0 | 0 | 0 | 0 | 0
Kemsley SGT 3A | Biomass & Energy Crops (including CHP) | Gen_BB010 | Includes Biomass Conversions | MW | HydrogenEvolution | 0 | 0 | 0 | 0 | 0 | 0 | 0 | 0 | 0 | 0 | 0 | 0 | 0 | 0 | 0 | 0 | 0 | 0 | 0 | 0 | 0 | 0 | 0 | 0 | 0 | 0 | 0
Kemsley SGT1 & 2 | Biomass & Energy Crops (including CHP) | Gen_BB010 | Includes Biomass Conversions | MW | HolisticTransition | 0.48 | 0.48 | 0.48 | 0.48 | 0.48 | 0.48 | 0.471 | 0.497 | 0.52 | 0.446 | 0 | 0 | 0 | 0 | 0 | 0 | 0 | 0 | 0 | 0 | 0 | 0 | 0 | 0 | 0 | 0 | 0
Kemsley SGT1 & 2 | Biomass & Energy Crops (including CHP) | Gen_BB010 | Includes Biomass Conversions | MW | FallingBehind | 0.48 | 0.48 | 0.48 | 0.48 | 0.48 | 0.48 | 0.546 | 0.59 | 0.655 | 0.721 | 0 | 0 | 0 | 0 | 0 | 0 | 0 | 0 | 0 | 0 | 0 | 0 | 0 | 0 | 0 | 0 | 0
Kemsley SGT1 & 2 | Biomass & Energy Crops (including CHP) | Gen_BB010 | Includes Biomass Conversions | MW | ElectricEngagement | 0.48 | 0.48 | 0.48 | 0.48 | 0.48 | 0.48 | 0.524 | 0.577 | 0.631 | 0.59 | 0 | 0 | 0 | 0 | 0 | 0 | 0 | 0 | 0 | 0 | 0 | 0 | 0 | 0 | 0 | 0 | 0
Kemsley SGT1 & 2 | Biomass & Energy Crops (including CHP) | Gen_BB010 | Includes Biomass Conversions | MW | HydrogenEvolution | 0.48 | 0.48 | 0.48 | 0.48 | 0.48 | 0.48 | 0.524 | 0.577 | 0.631 | 0.59 | 0 | 0 | 0 | 0 | 0 | 0 | 0 | 0 | 0 | 0 | 0 | 0 | 0 | 0 | 0 | 0 | 0
Kingsnorth SGT | Biomass & Energy Crops (including CHP) | Gen_BB010 | Includes Biomass Conversions | MW | HolisticTransition | 0 | 0 | 0 | 0 | 0 | 0 | 0.019 | 0.038 | 0.052 | 0.051 | 0.085 | 0.103 | 0.119 | 0.134 | 0.151 | 0.151 | 0.166 | 0.166 | 0.2 | 0.2 | 0.217 | 0.234 | 0.251 | 0.264 | 0.264 | 0.284 | 0.299
Kingsnorth SGT | Biomass & Energy Crops (including CHP) | Gen_BB010 | Includes Biomass Conversions | MW | FallingBehind | 0 | 0 | 0 | 0 | 0 | 0 | 0.047 | 0.078 | 0.126 | 0.174 | 0.204 | 0.249 | 0.296 | 0.328 | 0.375 | 0.42 | 0.453 | 0.498 | 0.529 | 0.577 | 0.623 | 0.655 | 0.7 | 0.747 | 0.776 | 0.824 | 0.871
Kingsnorth SGT | Biomass & Energy Crops (including CHP) | Gen_BB010 | Includes Biomass Conversions | MW | ElectricEngagement | 0 | 0 | 0 | 0 | 0 | 0 | 0.047 | 0.086 | 0.124 | 0.133 | 0.18 | 0.216 | 0.256 | 0.262 | 0.311 | 0.325 | 0.372 | 0.409 | 0.456 | 0.486 | 0.525 | 0.572 | 0.618 | 0.663 | 0.719 | 0.77 | 0.819
Kingsnorth SGT | Biomass & Energy Crops (including CHP) | Gen_BB010 | Includes Biomass Conversions | MW | HydrogenEvolution | 0 | 0 | 0 | 0 | 0 | 0 | 0.047 | 0.086 | 0.124 | 0.133 | 0.18 | 0.216 | 0.256 | 0.262 | 0.311 | 0.325 | 0.372 | 0.409 | 0.456 | 0.486 | 0.525 | 0.572 | 0.618 | 0.663 | 0.719 | 0.77 | 0.819
Laleham SGT | Biomass & Energy Crops (including CHP) | Gen_BB010 | Includes Biomass Conversions | MW | HolisticTransition | 0 | 0 | 0 | 0 | 0 | 0 | 0 | 0 | 0 | 0 | 0 | 0 | 0 | 0 | 0 | 0 | 0 | 0 | 0 | 0 | 0 | 0 | 0 | 0 | 0 | 0 | 0
Laleham SGT | Biomass & Energy Crops (including CHP) | Gen_BB010 | Includes Biomass Conversions | MW | FallingBehind | 0 | 0 | 0 | 0 | 0 | 0 | 0 | 0 | 0 | 0 | 0 | 0 | 0 | 0 | 0 | 0 | 0 | 0 | 0 | 0 | 0 | 0 | 0 | 0 | 0 | 0 | 0
Laleham SGT | Biomass & Energy Crops (including CHP) | Gen_BB010 | Includes Biomass Conversions | MW | ElectricEngagement | 0 | 0 | 0 | 0 | 0 | 0 | 0 | 0 | 0 | 0 | 0 | 0 | 0 | 0 | 0 | 0 | 0 | 0 | 0 | 0 | 0 | 0 | 0 | 0 | 0 | 0 | 0
Laleham SGT | Biomass & Energy Crops (including CHP) | Gen_BB010 | Includes Biomass Conversions | MW | HydrogenEvolution | 0 | 0 | 0 | 0 | 0 | 0 | 0 | 0 | 0 | 0 | 0 | 0 | 0 | 0 | 0 | 0 | 0 | 0 | 0 | 0 | 0 | 0 | 0 | 0 | 0 | 0 | 0
Little Horsted SGT | Biomass & Energy Crops (including CHP) | Gen_BB010 | Includes Biomass Conversions | MW | HolisticTransition | 0 | 0 | 0 | 0 | 0 | 0 | 0.018 | 0.034 | 0.054 | 0.052 | 0.09 | 0.107 | 0.124 | 0.143 | 0.162 | 0.159 | 0.176 | 0.176 | 0.213 | 0.213 | 0.23 | 0.249 | 0.267 | 0.285 | 0.285 | 0.305 | 0.326
Little Horsted SGT | Biomass & Energy Crops (including CHP) | Gen_BB010 | Includes Biomass Conversions | MW | FallingBehind | 0 | 0 | 0 | 0 | 0 | 0 | 0.052 | 0.084 | 0.134 | 0.185 | 0.219 | 0.27 | 0.322 | 0.356 | 0.405 | 0.456 | 0.489 | 0.541 | 0.575 | 0.626 | 0.676 | 0.709 | 0.759 | 0.809 | 0.844 | 0.895 | 0.945
Little Horsted SGT | Biomass & Energy Crops (including CHP) | Gen_BB010 | Includes Biomass Conversions | MW | ElectricEngagement | 0 | 0 | 0 | 0 | 0 | 0 | 0.05 | 0.093 | 0.133 | 0.142 | 0.191 | 0.232 | 0.275 | 0.284 | 0.336 | 0.353 | 0.402 | 0.445 | 0.494 | 0.529 | 0.569 | 0.62 | 0.668 | 0.719 | 0.778 | 0.837 | 0.888
Little Horsted SGT | Biomass & Energy Crops (including CHP) | Gen_BB010 | Includes Biomass Conversions | MW | HydrogenEvolution | 0 | 0 | 0 | 0 | 0 | 0 | 0.05 | 0.093 | 0.133 | 0.142 | 0.191 | 0.232 | 0.275 | 0.284 | 0.336 | 0.353 | 0.402 | 0.445 | 0.494 | 0.529 | 0.569 | 0.62 | 0.668 | 0.719 | 0.778 | 0.837 | 0.888
Littlebrook SGT | Biomass & Energy Crops (including CHP) | Gen_BB010 | Includes Biomass Conversions | MW | HolisticTransition | 0 | 0 | 0 | 0 | 0 | 0 | 0.001 | 0.001 | 0.001 | 0.001 | 0.001 | 0.001 | 0.001 | 0.001 | 0.002 | 0.002 | 0.002 | 0.002 | 0.002 | 0.002 | 0.002 | 0.003 | 0.003 | 0.003 | 0.003 | 0.003 | 0.003
Littlebrook SGT | Biomass & Energy Crops (including CHP) | Gen_BB010 | Includes Biomass Conversions | MW | FallingBehind | 0 | 0 | 0 | 0 | 0 | 0 | 0.001 | 0.003 | 0.004 | 0.006 | 0.007 | 0.01 | 0.01 | 0.011 | 0.012 | 0.012 | 0.013 | 0.014 | 0.016 | 0.017 | 0.019 | 0.021 | 0.023 | 0.026 | 0.029 | 0.032 | 0.037
Littlebrook SGT | Biomass & Energy Crops (including CHP) | Gen_BB010 | Includes Biomass Conversions | MW | ElectricEngagement | 0 | 0 | 0 | 0 | 0 | 0 | 0.001 | 0.001 | 0.001 | 0.001 | 0.002 | 0.002 | 0.003 | 0.003 | 0.003 | 0.003 | 0.004 | 0.004 | 0.005 | 0.005 | 0.005 | 0.005 | 0.006 | 0.007 | 0.007 | 0.008 | 0.008
Littlebrook SGT | Biomass & Energy Crops (including CHP) | Gen_BB010 | Includes Biomass Conversions | MW | HydrogenEvolution | 0 | 0 | 0 | 0 | 0 | 0 | 0.001 | 0.001 | 0.001 | 0.001 | 0.002 | 0.002 | 0.003 | 0.003 | 0.003 | 0.003 | 0.004 | 0.004 | 0.005 | 0.005 | 0.005 | 0.005 | 0.006 | 0.007 | 0.007 | 0.008 | 0.008
Ninfield SGT | Biomass & Energy Crops (including CHP) | Gen_BB010 | Includes Biomass Conversions | MW | HolisticTransition | 0 | 0 | 0 | 0 | 0 | 0 | 0.056 | 0.111 | 0.171 | 0.166 | 0.287 | 0.339 | 0.397 | 0.453 | 0.509 | 0.503 | 0.557 | 0.557 | 0.671 | 0.671 | 0.727 | 0.789 | 0.843 | 0.899 | 0.899 | 0.957 | 1.015
Ninfield SGT | Biomass & Energy Crops (including CHP) | Gen_BB010 | Includes Biomass Conversions | MW | FallingBehind | 0 | 0 | 0 | 0 | 0 | 0 | 0.162 | 0.272 | 0.428 | 0.585 | 0.691 | 0.851 | 1.009 | 1.118 | 1.274 | 1.432 | 1.538 | 1.695 | 1.8 | 1.959 | 2.121 | 2.226 | 2.383 | 2.541 | 2.648 | 2.807 | 2.964
Ninfield SGT | Biomass & Energy Crops (including CHP) | Gen_BB010 | Includes Biomass Conversions | MW | ElectricEngagement | 0 | 0 | 0 | 0 | 0 | 0 | 0.16 | 0.295 | 0.423 | 0.448 | 0.606 | 0.737 | 0.871 | 0.896 | 1.053 | 1.109 | 1.263 | 1.394 | 1.551 | 1.658 | 1.786 | 1.943 | 2.103 | 2.26 | 2.442 | 2.629 | 2.786
Ninfield SGT | Biomass & Energy Crops (including CHP) | Gen_BB010 | Includes Biomass Conversions | MW | HydrogenEvolution | 0 | 0 | 0 | 0 | 0 | 0 | 0.16 | 0.295 | 0.423 | 0.448 | 0.606 | 0.737 | 0.871 | 0.896 | 1.053 | 1.109 | 1.263 | 1.394 | 1.551 | 1.658 | 1.786 | 1.943 | 2.103 | 2.26 | 2.442 | 2.629 | 2.786
Northfleet SGT | Biomass & Energy Crops (including CHP) | Gen_BB010 | Includes Biomass Conversions | MW | HolisticTransition | 0 | 0 | 0 | 0 | 0 | 0 | 0.058 | 0.117 | 0.175 | 0.164 | 0.281 | 0.34 | 0.398 | 0.457 | 0.516 | 0.5 | 0.56 | 0.56 | 0.677 | 0.677 | 0.733 | 0.794 | 0.849 | 0.908 | 0.908 | 0.964 | 1.023
Northfleet SGT | Biomass & Energy Crops (including CHP) | Gen_BB010 | Includes Biomass Conversions | MW | FallingBehind | 0 | 0 | 0 | 0 | 0 | 0 | 0.16 | 0.271 | 0.434 | 0.598 | 0.707 | 0.873 | 1.035 | 1.142 | 1.304 | 1.469 | 1.578 | 1.737 | 1.846 | 2.011 | 2.178 | 2.288 | 2.447 | 2.617 | 2.729 | 2.896 | 3.064
Northfleet SGT | Biomass & Energy Crops (including CHP) | Gen_BB010 | Includes Biomass Conversions | MW | ElectricEngagement | 0 | 0 | 0 | 0 | 0 | 0 | 0.161 | 0.292 | 0.428 | 0.454 | 0.614 | 0.75 | 0.885 | 0.909 | 1.07 | 1.127 | 1.287 | 1.418 | 1.578 | 1.687 | 1.82 | 1.98 | 2.143 | 2.306 | 2.493 | 2.675 | 2.838
Northfleet SGT | Biomass & Energy Crops (including CHP) | Gen_BB010 | Includes Biomass Conversions | MW | HydrogenEvolution | 0 | 0 | 0 | 0 | 0 | 0 | 0.161 | 0.292 | 0.428 | 0.454 | 0.614 | 0.75 | 0.885 | 0.909 | 1.07 | 1.127 | 1.287 | 1.418 | 1.578 | 1.687 | 1.82 | 1.98 | 2.143 | 2.306 | 2.493 | 2.675 | 2.838
Sellindge SGT2 & 3 & Richborough SGT | Biomass & Energy Crops (including CHP) | Gen_BB010 | Includes Biomass Conversions | MW | HolisticTransition | 14.8 | 14.8 | 14.8 | 14.8 | 14.8 | 14.8 | 13.895 | 13.944 | 13.99 | 12.193 | 12.285 | 9.833 | 8.73 | 7.88 | 7.93 | 7.08 | 7.128 | 6.287 | 6.377 | 5.536 | 5.585 | 4.733 | 4.78 | 4.823 | 4.823 | 4.875 | 4.917
Sellindge SGT2 & 3 & Richborough SGT | Biomass & Energy Crops (including CHP) | Gen_BB010 | Includes Biomass Conversions | MW | FallingBehind | 14.8 | 14.8 | 14.8 | 14.8 | 14.8 | 14.8 | 14.933 | 15.019 | 15.145 | 15.28 | 15.363 | 15.494 | 13.606 | 13.69 | 13.817 | 13.949 | 14.034 | 14.163 | 14.249 | 14.38 | 14.508 | 14.596 | 14.725 | 14.853 | 14.938 | 15.069 | 15.196
Sellindge SGT2 & 3 & Richborough SGT | Biomass & Energy Crops (including CHP) | Gen_BB010 | Includes Biomass Conversions | MW | ElectricEngagement | 14.8 | 14.8 | 14.8 | 14.8 | 14.8 | 14.8 | 14.212 | 14.319 | 14.422 | 12.889 | 13.022 | 11.745 | 9.577 | 8.821 | 8.95 | 8.216 | 8.344 | 7.731 | 7.856 | 7.226 | 7.329 | 7.459 | 7.587 | 7.715 | 7.863 | 8.014 | 8.145
Sellindge SGT2 & 3 & Richborough SGT | Biomass & Energy Crops (including CHP) | Gen_BB010 | Includes Biomass Conversions | MW | HydrogenEvolution | 14.8 | 14.8 | 14.8 | 14.8 | 14.8 | 14.8 | 14.212 | 14.319 | 14.422 | 12.889 | 13.022 | 11.745 | 9.577 | 8.821 | 8.95 | 8.216 | 8.344 | 7.731 | 7.856 | 7.226 | 7.329 | 7.459 | 7.587 | 7.715 | 7.863 | 8.014 | 8.145
Sellindge SGT5A SGT6 | Biomass & Energy Crops (including CHP) | Gen_BB010 | Includes Biomass Conversions | MW | HolisticTransition | 0 | 0 | 0 | 0 | 0 | 0 | 0 | 0 | 0 | 0 | 0 | 0 | 0 | 0 | 0 | 0 | 0 | 0 | 0 | 0 | 0 | 0 | 0 | 0 | 0 | 0 | 0
Sellindge SGT5A SGT6 | Biomass & Energy Crops (including CHP) | Gen_BB010 | Includes Biomass Conversions | MW | FallingBehind | 0 | 0 | 0 | 0 | 0 | 0 | 0 | 0 | 0 | 0 | 0 | 0 | 0 | 0 | 0 | 0 | 0 | 0 | 0 | 0 | 0 | 0 | 0 | 0 | 0 | 0 | 0
Sellindge SGT5A SGT6 | Biomass & Energy Crops (including CHP) | Gen_BB010 | Includes Biomass Conversions | MW | ElectricEngagement | 0 | 0 | 0 | 0 | 0 | 0 | 0 | 0 | 0 | 0 | 0 | 0 | 0 | 0 | 0 | 0 | 0 | 0 | 0 | 0 | 0 | 0 | 0 | 0 | 0 | 0 | 0
Sellindge SGT5A SGT6 | Biomass & Energy Crops (including CHP) | Gen_BB010 | Includes Biomass Conversions | MW | HydrogenEvolution | 0 | 0 | 0 | 0 | 0 | 0 | 0 | 0 | 0 | 0 | 0 | 0 | 0 | 0 | 0 | 0 | 0 | 0 | 0 | 0 | 0 | 0 | 0 | 0 | 0 | 0 | 0
West Weybridge SGT | Biomass & Energy Crops (including CHP) | Gen_BB010 | Includes Biomass Conversions | MW | HolisticTransition | 0 | 0 | 0 | 0 | 0 | 0 | 0.033 | 0.062 | 0.09 | 0.09 | 0.147 | 0.176 | 0.203 | 0.229 | 0.259 | 0.257 | 0.285 | 0.285 | 0.342 | 0.342 | 0.368 | 0.399 | 0.426 | 0.456 | 0.456 | 0.487 | 0.517
West Weybridge SGT | Biomass & Energy Crops (including CHP) | Gen_BB010 | Includes Biomass Conversions | MW | FallingBehind | 0 | 0 | 0 | 0 | 0 | 0 | 0.079 | 0.135 | 0.217 | 0.294 | 0.345 | 0.425 | 0.509 | 0.557 | 0.641 | 0.718 | 0.774 | 0.852 | 0.904 | 0.983 | 1.066 | 1.113 | 1.197 | 1.279 | 1.33 | 1.411 | 1.489
West Weybridge SGT | Biomass & Energy Crops (including CHP) | Gen_BB010 | Includes Biomass Conversions | MW | ElectricEngagement | 0 | 0 | 0 | 0 | 0 | 0 | 0.079 | 0.147 | 0.215 | 0.225 | 0.305 | 0.367 | 0.436 | 0.452 | 0.529 | 0.552 | 0.636 | 0.699 | 0.778 | 0.828 | 0.896 | 0.975 | 1.054 | 1.136 | 1.228 | 1.32 | 1.399
West Weybridge SGT | Biomass & Energy Crops (including CHP) | Gen_BB010 | Includes Biomass Conversions | MW | HydrogenEvolution | 0 | 0 | 0 | 0 | 0 | 0 | 0.079 | 0.147 | 0.215 | 0.225 | 0.305 | 0.367 | 0.436 | 0.452 | 0.529 | 0.552 | 0.636 | 0.699 | 0.778 | 0.828 | 0.896 | 0.975 | 1.054 | 1.136 | 1.228 | 1.32 | 1.399
Beddington SGT | Waste Incineration (including CHP) | Gen_BB011 |  | MW | HolisticTransition | 27 | 27 | 27 | 27 | 27 | 27 | 28.739 | 27.456 | 25.661 | 25.2 | 24.686 | 24.171 | 23.914 | 23.401 | 22.886 | 22.115 | 21.6 | 20.829 | 19.8 | 19.286 | 18.515 | 17.485 | 16.457 | 14.143 | 11.314 | 9.257 | 8.229
Beddington SGT | Waste Incineration (including CHP) | Gen_BB011 |  | MW | FallingBehind | 27 | 27 | 27 | 27 | 27 | 27 | 28.506 | 29.728 | 30.951 | 32.08 | 32.927 | 33.774 | 34.338 | 34.996 | 35.372 | 34.996 | 34.714 | 34.185 | 33.772 | 33.017 | 31.836 | 30.656 | 29.666 | 27.824 | 26.218 | 24.612 | 22.201
Beddington SGT | Waste Incineration (including CHP) | Gen_BB011 |  | MW | ElectricEngagement | 27 | 27 | 27 | 27 | 27 | 27 | 28.739 | 27.456 | 25.661 | 25.2 | 24.686 | 24.171 | 23.914 | 23.401 | 22.886 | 22.115 | 21.6 | 20.829 | 19.8 | 19.286 | 18.515 | 17.485 | 16.457 | 14.143 | 11.314 | 9.257 | 8.229
Beddington SGT | Waste Incineration (including CHP) | Gen_BB011 |  | MW | HydrogenEvolution | 27 | 27 | 27 | 27 | 27 | 27 | 28.914 | 28.218 | 27.245 | 26.236 | 25.726 | 25.472 | 24.962 | 24.453 | 23.943 | 23.434 | 22.924 | 22.415 | 21.396 | 20.377 | 19.358 | 18.594 | 17.575 | 15.792 | 13.755 | 11.972 | 10.443
Bolney SGT | Waste Incineration (including CHP) | Gen_BB011 |  | MW | HolisticTransition | 5.25 | 6.09 | 1.68 | 2.52 | 3.36 | 4.2 | 4.2 | 4.08 | 3.96 | 3.92 | 3.84 | 3.76 | 3.72 | 3.64 | 3.56 | 3.44 | 3.36 | 3.24 | 3.08 | 3 | 2.88 | 2.72 | 2.56 | 2.2 | 1.76 | 1.44 | 1.28
Bolney SGT | Waste Incineration (including CHP) | Gen_BB011 |  | MW | FallingBehind | 5.25 | 9.03 | 7.56 | 11.34 | 15.12 | 18.9 | 18.9 | 18.9 | 18.9 | 18.9 | 18.9 | 18.9 | 18.9 | 18.9 | 18.9 | 18.9 | 18.9 | 18.793 | 18.702 | 18.568 | 18.071 | 17.574 | 17.408 | 16.579 | 15.916 | 15.253 | 14.092
Bolney SGT | Waste Incineration (including CHP) | Gen_BB011 |  | MW | ElectricEngagement | 5.25 | 6.09 | 1.68 | 2.52 | 3.36 | 4.2 | 4.2 | 4.08 | 3.96 | 3.92 | 3.84 | 3.76 | 3.72 | 3.64 | 3.56 | 3.44 | 3.36 | 3.24 | 3.08 | 3 | 2.88 | 2.72 | 2.56 | 2.2 | 1.76 | 1.44 | 1.28
Bolney SGT | Waste Incineration (including CHP) | Gen_BB011 |  | MW | HydrogenEvolution | 5.25 | 7.77 | 5.04 | 7.56 | 10.08 | 12.6 | 12.6 | 12.558 | 12.48 | 12.244 | 12.006 | 11.887 | 11.649 | 11.412 | 11.173 | 10.936 | 10.698 | 10.46 | 9.985 | 9.509 | 9.034 | 8.677 | 8.202 | 7.37 | 6.419 | 5.587 | 4.873
Canterbury SGT | Waste Incineration (including CHP) | Gen_BB011 |  | MW | HolisticTransition | 40 | 40 | 40 | 40 | 40 | 40 | 40.769 | 39.401 | 37.805 | 37.333 | 36.572 | 35.809 | 35.428 | 34.668 | 33.905 | 32.763 | 31.999 | 30.857 | 29.334 | 28.572 | 27.43 | 25.904 | 24.381 | 20.953 | 16.762 | 13.714 | 12.191
Canterbury SGT | Waste Incineration (including CHP) | Gen_BB011 |  | MW | FallingBehind | 40 | 40 | 40 | 40 | 40 | 40 | 40.666 | 41.206 | 41.747 | 42.246 | 42.62 | 42.994 | 43.244 | 43.535 | 43.702 | 43.535 | 43.41 | 43.018 | 42.699 | 42.168 | 40.908 | 39.647 | 38.963 | 36.918 | 35.223 | 33.529 | 30.739
Canterbury SGT | Waste Incineration (including CHP) | Gen_BB011 |  | MW | ElectricEngagement | 40 | 40 | 40 | 40 | 40 | 40 | 40.769 | 39.401 | 37.805 | 37.333 | 36.572 | 35.809 | 35.428 | 34.668 | 33.905 | 32.763 | 31.999 | 30.857 | 29.334 | 28.572 | 27.43 | 25.904 | 24.381 | 20.953 | 16.762 | 13.714 | 12.191
Canterbury SGT | Waste Incineration (including CHP) | Gen_BB011 |  | MW | HydrogenEvolution | 40 | 40 | 40 | 40 | 40 | 40 | 40.846 | 40.444 | 39.84 | 38.869 | 38.113 | 37.736 | 36.981 | 36.227 | 35.471 | 34.717 | 33.962 | 33.208 | 31.698 | 30.188 | 28.679 | 27.547 | 26.037 | 23.396 | 20.378 | 17.736 | 15.471
Chessington SGT 1 & SGT 4A | Waste Incineration (including CHP) | Gen_BB011 |  | MW | HolisticTransition | 0 | 0 | 0 | 0 | 0 | 0 | 0 | 0 | 0 | 0 | 0 | 0 | 0 | 0 | 0 | 0 | 0 | 0 | 0 | 0 | 0 | 0 | 0 | 0 | 0 | 0 | 0
Chessington SGT 1 & SGT 4A | Waste Incineration (including CHP) | Gen_BB011 |  | MW | FallingBehind | 0 | 0 | 0 | 0 | 0 | 0 | 0 | 0 | 0 | 0 | 0 | 0 | 0 | 0 | 0 | 0 | 0 | 0 | 0 | 0 | 0 | 0 | 0 | 0 | 0 | 0 | 0
Chessington SGT 1 & SGT 4A | Waste Incineration (including CHP) | Gen_BB011 |  | MW | ElectricEngagement | 0 | 0 | 0 | 0 | 0 | 0 | 0 | 0 | 0 | 0 | 0 | 0 | 0 | 0 | 0 | 0 | 0 | 0 | 0 | 0 | 0 | 0 | 0 | 0 | 0 | 0 | 0
Chessington SGT 1 & SGT 4A | Waste Incineration (including CHP) | Gen_BB011 |  | MW | HydrogenEvolution | 0 | 0 | 0 | 0 | 0 | 0 | 0 | 0 | 0 | 0 | 0 | 0 | 0 | 0 | 0 | 0 | 0 | 0 | 0 | 0 | 0 | 0 | 0 | 0 | 0 | 0 | 0
Chessington SGT 2 & SGT 4B | Waste Incineration (including CHP) | Gen_BB011 |  | MW | HolisticTransition | 0 | 0 | 0 | 0 | 0 | 0 | 0 | 0 | 0 | 0 | 0 | 0 | 0 | 0 | 0 | 0 | 0 | 0 | 0 | 0 | 0 | 0 | 0 | 0 | 0 | 0 | 0
Chessington SGT 2 & SGT 4B | Waste Incineration (including CHP) | Gen_BB011 |  | MW | FallingBehind | 0 | 0 | 0 | 0 | 0 | 0 | 0 | 0 | 0 | 0 | 0 | 0 | 0 | 0 | 0 | 0 | 0 | 0 | 0 | 0 | 0 | 0 | 0 | 0 | 0 | 0 | 0
Chessington SGT 2 & SGT 4B | Waste Incineration (including CHP) | Gen_BB011 |  | MW | ElectricEngagement | 0 | 0 | 0 | 0 | 0 | 0 | 0 | 0 | 0 | 0 | 0 | 0 | 0 | 0 | 0 | 0 | 0 | 0 | 0 | 0 | 0 | 0 | 0 | 0 | 0 | 0 | 0
Chessington SGT 2 & SGT 4B | Waste Incineration (including CHP) | Gen_BB011 |  | MW | HydrogenEvolution | 0 | 0 | 0 | 0 | 0 | 0 | 0 | 0 | 0 | 0 | 0 | 0 | 0 | 0 | 0 | 0 | 0 | 0 | 0 | 0 | 0 | 0 | 0 | 0 | 0 | 0 | 0
Kemsley SGT | Waste Incineration (including CHP) | Gen_BB011 |  | MW | HolisticTransition | 0 | 0 | 0 | 0 | 0 | 0 | 0 | 0 | 0 | 0 | 59.429 | 58.19 | 57.571 | 56.335 | 55.095 | 53.24 | 51.999 | 50.143 | 47.668 | 46.429 | 44.573 | 42.094 | 39.619 | 34.048 | 27.238 | 22.286 | 19.81
Kemsley SGT | Waste Incineration (including CHP) | Gen_BB011 |  | MW | FallingBehind | 0 | 0 | 0 | 0 | 0 | 0 | 0 | 0 | 0 | 0 | 79.2 | 81.229 | 82.581 | 84.159 | 85.06 | 84.159 | 83.482 | 82.214 | 81.223 | 79.412 | 76.574 | 73.738 | 71.364 | 66.936 | 63.077 | 59.219 | 53.423
Kemsley SGT | Waste Incineration (including CHP) | Gen_BB011 |  | MW | ElectricEngagement | 0 | 0 | 0 | 0 | 0 | 0 | 0 | 0 | 0 | 0 | 59.429 | 58.19 | 57.571 | 56.335 | 55.095 | 53.24 | 51.999 | 50.143 | 47.668 | 46.429 | 44.573 | 42.094 | 39.619 | 34.048 | 27.238 | 22.286 | 19.81
Kemsley SGT | Waste Incineration (including CHP) | Gen_BB011 |  | MW | HydrogenEvolution | 0 | 0 | 0 | 0 | 0 | 0 | 0 | 0 | 0 | 0 | 61.933 | 61.322 | 60.094 | 58.869 | 57.641 | 56.416 | 55.188 | 53.963 | 51.509 | 49.056 | 46.603 | 44.763 | 42.311 | 38.018 | 33.114 | 28.821 | 25.141
Kemsley SGT 3A | Waste Incineration (including CHP) | Gen_BB011 |  | MW | HolisticTransition | 0 | 0 | 0 | 0 | 0 | 0 | 0 | 0 | 0 | 0 | 0 | 0 | 0 | 0 | 0 | 0 | 0 | 0 | 0 | 0 | 0 | 0 | 0 | 0 | 0 | 0 | 0
Kemsley SGT 3A | Waste Incineration (including CHP) | Gen_BB011 |  | MW | FallingBehind | 0 | 0 | 0 | 0 | 0 | 0 | 0 | 0 | 0 | 0 | 0 | 0 | 0 | 0 | 0 | 0 | 0 | 0 | 0 | 0 | 0 | 0 | 0 | 0 | 0 | 0 | 0
Kemsley SGT 3A | Waste Incineration (including CHP) | Gen_BB011 |  | MW | ElectricEngagement | 0 | 0 | 0 | 0 | 0 | 0 | 0 | 0 | 0 | 0 | 0 | 0 | 0 | 0 | 0 | 0 | 0 | 0 | 0 | 0 | 0 | 0 | 0 | 0 | 0 | 0 | 0
Kemsley SGT 3A | Waste Incineration (including CHP) | Gen_BB011 |  | MW | HydrogenEvolution | 0 | 0 | 0 | 0 | 0 | 0 | 0 | 0 | 0 | 0 | 0 | 0 | 0 | 0 | 0 | 0 | 0 | 0 | 0 | 0 | 0 | 0 | 0 | 0 | 0 | 0 | 0
Kemsley SGT1 & 2 | Waste Incineration (including CHP) | Gen_BB011 |  | MW | HolisticTransition | 65 | 65 | 65 | 65 | 65 | 65 | 69.167 | 66.086 | 61.777 | 60.666 | 0 | 0 | 0 | 0 | 0 | 0 | 0 | 0 | 0 | 0 | 0 | 0 | 0 | 0 | 0 | 0 | 0
Kemsley SGT1 & 2 | Waste Incineration (including CHP) | Gen_BB011 |  | MW | FallingBehind | 65 | 65 | 65 | 65 | 65 | 65 | 68.606 | 71.537 | 74.466 | 77.172 | 0 | 0 | 0 | 0 | 0 | 0 | 0 | 0 | 0 | 0 | 0 | 0 | 0 | 0 | 0 | 0 | 0
Kemsley SGT1 & 2 | Waste Incineration (including CHP) | Gen_BB011 |  | MW | ElectricEngagement | 65 | 65 | 65 | 65 | 65 | 65 | 69.167 | 66.086 | 61.777 | 60.666 | 0 | 0 | 0 | 0 | 0 | 0 | 0 | 0 | 0 | 0 | 0 | 0 | 0 | 0 | 0 | 0 | 0
Kemsley SGT1 & 2 | Waste Incineration (including CHP) | Gen_BB011 |  | MW | HydrogenEvolution | 65 | 65 | 65 | 65 | 65 | 65 | 69.588 | 67.92 | 65.587 | 63.162 | 0 | 0 | 0 | 0 | 0 | 0 | 0 | 0 | 0 | 0 | 0 | 0 | 0 | 0 | 0 | 0 | 0
Kingsnorth SGT | Waste Incineration (including CHP) | Gen_BB011 |  | MW | HolisticTransition | 0 | 1.996 | 3.992 | 5.988 | 7.984 | 9.98 | 10.154 | 9.818 | 9.43 | 9.315 | 9.125 | 8.934 | 8.839 | 8.65 | 8.459 | 8.174 | 7.984 | 7.699 | 7.319 | 7.129 | 6.844 | 6.463 | 6.083 | 5.228 | 4.182 | 3.422 | 3.042
Kingsnorth SGT | Waste Incineration (including CHP) | Gen_BB011 |  | MW | FallingBehind | 0 | 8.982 | 17.964 | 26.946 | 35.928 | 44.91 | 45.061 | 45.183 | 45.306 | 45.419 | 45.504 | 45.588 | 45.645 | 45.711 | 45.748 | 45.71 | 45.682 | 45.391 | 45.145 | 44.771 | 43.543 | 42.314 | 41.844 | 39.81 | 38.168 | 36.526 | 33.692
Kingsnorth SGT | Waste Incineration (including CHP) | Gen_BB011 |  | MW | ElectricEngagement | 0 | 1.996 | 3.992 | 5.988 | 7.984 | 9.98 | 10.154 | 9.818 | 9.43 | 9.315 | 9.125 | 8.934 | 8.839 | 8.65 | 8.459 | 8.174 | 7.984 | 7.699 | 7.319 | 7.129 | 6.844 | 6.463 | 6.083 | 5.228 | 4.182 | 3.422 | 3.042
Kingsnorth SGT | Waste Incineration (including CHP) | Gen_BB011 |  | MW | HydrogenEvolution | 0 | 5.988 | 11.976 | 17.964 | 23.952 | 29.94 | 30.132 | 29.97 | 29.704 | 29.093 | 28.527 | 28.246 | 27.68 | 27.116 | 26.55 | 25.986 | 25.42 | 24.856 | 23.726 | 22.596 | 21.466 | 20.619 | 19.489 | 17.512 | 15.253 | 13.276 | 11.58
Laleham SGT | Waste Incineration (including CHP) | Gen_BB011 |  | MW | HolisticTransition | 0 | 0 | 0 | 0 | 0 | 0 | 0 | 0 | 0 | 0 | 0 | 0 | 0 | 0 | 0 | 0 | 0 | 0 | 0 | 0 | 0 | 0 | 0 | 0 | 0 | 0 | 0
Laleham SGT | Waste Incineration (including CHP) | Gen_BB011 |  | MW | FallingBehind | 0 | 0 | 0 | 0 | 0 | 0 | 0 | 0 | 0 | 0 | 0 | 0 | 0 | 0 | 0 | 0 | 0 | 0 | 0 | 0 | 0 | 0 | 0 | 0 | 0 | 0 | 0
Laleham SGT | Waste Incineration (including CHP) | Gen_BB011 |  | MW | ElectricEngagement | 0 | 0 | 0 | 0 | 0 | 0 | 0 | 0 | 0 | 0 | 0 | 0 | 0 | 0 | 0 | 0 | 0 | 0 | 0 | 0 | 0 | 0 | 0 | 0 | 0 | 0 | 0
Laleham SGT | Waste Incineration (including CHP) | Gen_BB011 |  | MW | HydrogenEvolution | 0 | 0 | 0 | 0 | 0 | 0 | 0 | 0 | 0 | 0 | 0 | 0 | 0 | 0 | 0 | 0 | 0 | 0 | 0 | 0 | 0 | 0 | 0 | 0 | 0 | 0 | 0
Little Horsted SGT | Waste Incineration (including CHP) | Gen_BB011 |  | MW | HolisticTransition | 0 | 0 | 21 | 21 | 21 | 21 | 22.552 | 21.497 | 19.983 | 19.6 | 19.2 | 18.8 | 18.6 | 18.201 | 17.8 | 17.201 | 16.8 | 16.2 | 15.4 | 15 | 14.401 | 13.6 | 12.8 | 11 | 8.8 | 7.2 | 6.4
Little Horsted SGT | Waste Incineration (including CHP) | Gen_BB011 |  | MW | FallingBehind | 0 | 0 | 21 | 21 | 21 | 21 | 22.343 | 23.435 | 24.526 | 25.533 | 26.289 | 27.044 | 27.548 | 28.136 | 28.472 | 28.136 | 27.884 | 27.43 | 27.076 | 26.425 | 25.452 | 24.48 | 23.624 | 22.115 | 20.791 | 19.467 | 17.505
Little Horsted SGT | Waste Incineration (including CHP) | Gen_BB011 |  | MW | ElectricEngagement | 0 | 0 | 21 | 21 | 21 | 21 | 22.552 | 21.497 | 19.983 | 19.6 | 19.2 | 18.8 | 18.6 | 18.201 | 17.8 | 17.201 | 16.8 | 16.2 | 15.4 | 15 | 14.401 | 13.6 | 12.8 | 11 | 8.8 | 7.2 | 6.4
Little Horsted SGT | Waste Incineration (including CHP) | Gen_BB011 |  | MW | HydrogenEvolution | 0 | 0 | 21 | 21 | 21 | 21 | 22.709 | 22.098 | 21.249 | 20.406 | 20.009 | 19.812 | 19.415 | 19.019 | 18.622 | 18.227 | 17.83 | 17.434 | 16.641 | 15.849 | 15.056 | 14.462 | 13.67 | 12.283 | 10.698 | 9.311 | 8.122
Littlebrook SGT | Waste Incineration (including CHP) | Gen_BB011 |  | MW | HolisticTransition | 0 | 0 | 0 | 0 | 0 | 0 | 0 | 0 | 0 | 0 | 0 | 0 | 0 | 0 | 0 | 0 | 0 | 0 | 0 | 0 | 0 | 0 | 0 | 0 | 0 | 0 | 0
Littlebrook SGT | Waste Incineration (including CHP) | Gen_BB011 |  | MW | FallingBehind | 0 | 0 | 0 | 0 | 0 | 0 | 0 | 0 | 0 | 0 | 0 | 0 | 0 | 0 | 0 | 0 | 0 | 0 | 0 | 0 | 0 | 0 | 0 | 0 | 0 | 0 | 0
Littlebrook SGT | Waste Incineration (including CHP) | Gen_BB011 |  | MW | ElectricEngagement | 0 | 0 | 0 | 0 | 0 | 0 | 0 | 0 | 0 | 0 | 0 | 0 | 0 | 0 | 0 | 0 | 0 | 0 | 0 | 0 | 0 | 0 | 0 | 0 | 0 | 0 | 0
Littlebrook SGT | Waste Incineration (including CHP) | Gen_BB011 |  | MW | HydrogenEvolution | 0 | 0 | 0 | 0 | 0 | 0 | 0 | 0 | 0 | 0 | 0 | 0 | 0 | 0 | 0 | 0 | 0 | 0 | 0 | 0 | 0 | 0 | 0 | 0 | 0 | 0 | 0
Ninfield SGT | Waste Incineration (including CHP) | Gen_BB011 |  | MW | HolisticTransition | 15.75 | 15.75 | 0 | 0 | 0 | 0 | 0 | 0 | 0 | 0 | 0 | 0 | 0 | 0 | 0 | 0 | 0 | 0 | 0 | 0 | 0 | 0 | 0 | 0 | 0 | 0 | 0
Ninfield SGT | Waste Incineration (including CHP) | Gen_BB011 |  | MW | FallingBehind | 15.75 | 15.75 | 0 | 0 | 0 | 0 | 0 | 0 | 0 | 0 | 0 | 0 | 0 | 0 | 0 | 0 | 0 | 0 | 0 | 0 | 0 | 0 | 0 | 0 | 0 | 0 | 0
Ninfield SGT | Waste Incineration (including CHP) | Gen_BB011 |  | MW | ElectricEngagement | 15.75 | 15.75 | 0 | 0 | 0 | 0 | 0 | 0 | 0 | 0 | 0 | 0 | 0 | 0 | 0 | 0 | 0 | 0 | 0 | 0 | 0 | 0 | 0 | 0 | 0 | 0 | 0
Ninfield SGT | Waste Incineration (including CHP) | Gen_BB011 |  | MW | HydrogenEvolution | 15.75 | 15.75 | 0 | 0 | 0 | 0 | 0 | 0 | 0 | 0 | 0 | 0 | 0 | 0 | 0 | 0 | 0 | 0 | 0 | 0 | 0 | 0 | 0 | 0 | 0 | 0 | 0
Northfleet SGT | Waste Incineration (including CHP) | Gen_BB011 |  | MW | HolisticTransition | 0 | 0 | 0 | 0 | 0 | 0 | 1.71 | 1.207 | 0.201 | 0 | 0 | 0 | 0 | 0 | 0 | 0 | 0 | 0 | 0 | 0 | 0 | 0 | 0 | 0 | 0 | 0 | 0
Northfleet SGT | Waste Incineration (including CHP) | Gen_BB011 |  | MW | FallingBehind | 0 | 0 | 0 | 0 | 0 | 0 | 1.48 | 2.726 | 4.016 | 5.169 | 6.002 | 6.878 | 7.395 | 8.042 | 8.376 | 7.931 | 7.617 | 7.214 | 6.936 | 6.381 | 5.919 | 5.456 | 4.717 | 4.069 | 3.422 | 2.774 | 2.035
Northfleet SGT | Waste Incineration (including CHP) | Gen_BB011 |  | MW | ElectricEngagement | 0 | 0 | 0 | 0 | 0 | 0 | 1.71 | 1.207 | 0.201 | 0 | 0 | 0 | 0 | 0 | 0 | 0 | 0 | 0 | 0 | 0 | 0 | 0 | 0 | 0 | 0 | 0 | 0
Northfleet SGT | Waste Incineration (including CHP) | Gen_BB011 |  | MW | HydrogenEvolution | 0 | 0 | 0 | 0 | 0 | 0 | 1.882 | 1.288 | 0.495 | 0 | 0 | 0 | 0 | 0 | 0 | 0 | 0 | 0 | 0 | 0 | 0 | 0 | 0 | 0 | 0 | 0 | 0
Sellindge SGT2 & 3 & Richborough SGT | Waste Incineration (including CHP) | Gen_BB011 |  | MW | HolisticTransition | 0 | 0 | 0 | 0 | 0 | 0 | 0 | 0 | 0 | 0 | 0 | 0 | 0 | 0 | 0 | 0 | 0 | 0 | 0 | 0 | 0 | 0 | 0 | 0 | 0 | 0 | 0
Sellindge SGT2 & 3 & Richborough SGT | Waste Incineration (including CHP) | Gen_BB011 |  | MW | FallingBehind | 0 | 0 | 0 | 0 | 0 | 0 | 0 | 0 | 0 | 0 | 0 | 0 | 0 | 0 | 0 | 0 | 0 | 0 | 0 | 0 | 0 | 0 | 0 | 0 | 0 | 0 | 0
Sellindge SGT2 & 3 & Richborough SGT | Waste Incineration (including CHP) | Gen_BB011 |  | MW | ElectricEngagement | 0 | 0 | 0 | 0 | 0 | 0 | 0 | 0 | 0 | 0 | 0 | 0 | 0 | 0 | 0 | 0 | 0 | 0 | 0 | 0 | 0 | 0 | 0 | 0 | 0 | 0 | 0
Sellindge SGT2 & 3 & Richborough SGT | Waste Incineration (including CHP) | Gen_BB011 |  | MW | HydrogenEvolution | 0 | 0 | 0 | 0 | 0 | 0 | 0 | 0 | 0 | 0 | 0 | 0 | 0 | 0 | 0 | 0 | 0 | 0 | 0 | 0 | 0 | 0 | 0 | 0 | 0 | 0 | 0
Sellindge SGT5A SGT6 | Waste Incineration (including CHP) | Gen_BB011 |  | MW | HolisticTransition | 0 | 0 | 0 | 0 | 0 | 0 | 0 | 0 | 0 | 0 | 0 | 0 | 0 | 0 | 0 | 0 | 0 | 0 | 0 | 0 | 0 | 0 | 0 | 0 | 0 | 0 | 0
Sellindge SGT5A SGT6 | Waste Incineration (including CHP) | Gen_BB011 |  | MW | FallingBehind | 0 | 0 | 0 | 0 | 0 | 0 | 0 | 0 | 0 | 0 | 0 | 0 | 0 | 0 | 0 | 0 | 0 | 0 | 0 | 0 | 0 | 0 | 0 | 0 | 0 | 0 | 0
Sellindge SGT5A SGT6 | Waste Incineration (including CHP) | Gen_BB011 |  | MW | ElectricEngagement | 0 | 0 | 0 | 0 | 0 | 0 | 0 | 0 | 0 | 0 | 0 | 0 | 0 | 0 | 0 | 0 | 0 | 0 | 0 | 0 | 0 | 0 | 0 | 0 | 0 | 0 | 0
Sellindge SGT5A SGT6 | Waste Incineration (including CHP) | Gen_BB011 |  | MW | HydrogenEvolution | 0 | 0 | 0 | 0 | 0 | 0 | 0 | 0 | 0 | 0 | 0 | 0 | 0 | 0 | 0 | 0 | 0 | 0 | 0 | 0 | 0 | 0 | 0 | 0 | 0 | 0 | 0
West Weybridge SGT | Waste Incineration (including CHP) | Gen_BB011 |  | MW | HolisticTransition | 0 | 0 | 0 | 0 | 0 | 0 | 0 | 0 | 0 | 0 | 0 | 0 | 0 | 0 | 0 | 0 | 0 | 0 | 0 | 0 | 0 | 0 | 0 | 0 | 0 | 0 | 0
West Weybridge SGT | Waste Incineration (including CHP) | Gen_BB011 |  | MW | FallingBehind | 0 | 0 | 0 | 0 | 0 | 0 | 0 | 0 | 0 | 0 | 0 | 0 | 0 | 0 | 0 | 0 | 0 | 0 | 0 | 0 | 0 | 0 | 0 | 0 | 0 | 0 | 0
West Weybridge SGT | Waste Incineration (including CHP) | Gen_BB011 |  | MW | ElectricEngagement | 0 | 0 | 0 | 0 | 0 | 0 | 0 | 0 | 0 | 0 | 0 | 0 | 0 | 0 | 0 | 0 | 0 | 0 | 0 | 0 | 0 | 0 | 0 | 0 | 0 | 0 | 0
West Weybridge SGT | Waste Incineration (including CHP) | Gen_BB011 |  | MW | HydrogenEvolution | 0 | 0 | 0 | 0 | 0 | 0 | 0 | 0 | 0 | 0 | 0 | 0 | 0 | 0 | 0 | 0 | 0 | 0 | 0 | 0 | 0 | 0 | 0 | 0 | 0 | 0 | 0
Beddington SGT | Solar Generation | Gen_BB012 | All large Solar PV | MW | HolisticTransition | 0 | 2.88 | 5.76 | 8.64 | 11.52 | 14.4 | 16.289 | 18.175 | 20.031 | 21.855 | 23.626 | 25.342 | 27.009 | 28.629 | 30.211 | 31.782 | 33.393 | 35.008 | 36.607 | 38.181 | 39.73 | 41.247 | 42.723 | 44.162 | 45.568 | 46.928 | 47.921
Beddington SGT | Solar Generation | Gen_BB012 | All large Solar PV | MW | FallingBehind | 0 | 0.64 | 1.28 | 1.92 | 2.56 | 3.2 | 3.412 | 3.662 | 3.955 | 4.295 | 4.682 | 5.121 | 5.619 | 6.153 | 6.748 | 7.438 | 8.268 | 9.153 | 10.061 | 10.987 | 11.919 | 12.846 | 13.772 | 14.688 | 15.603 | 16.509 | 17.18
Beddington SGT | Solar Generation | Gen_BB012 | All large Solar PV | MW | ElectricEngagement | 0 | 1.92 | 3.84 | 5.76 | 7.68 | 9.6 | 10.644 | 11.751 | 12.899 | 14.08 | 15.287 | 16.523 | 17.778 | 19.039 | 20.316 | 21.641 | 23.026 | 24.386 | 25.712 | 26.996 | 28.23 | 29.411 | 30.54 | 31.623 | 32.657 | 33.645 | 34.354
Beddington SGT | Solar Generation | Gen_BB012 | All large Solar PV | MW | HydrogenEvolution | 0 | 1.92 | 3.84 | 5.76 | 7.68 | 9.6 | 10.644 | 11.751 | 12.899 | 14.08 | 15.287 | 16.523 | 17.778 | 19.039 | 20.316 | 21.641 | 23.026 | 24.386 | 25.712 | 26.996 | 28.23 | 29.411 | 30.54 | 31.623 | 32.657 | 33.645 | 34.354
Bolney SGT | Solar Generation | Gen_BB012 | All large Solar PV | MW | HolisticTransition | 51.483 | 76.868 | 92.329 | 117.715 | 143.101 | 168.487 | 198.708 | 228.901 | 258.626 | 287.841 | 316.208 | 343.695 | 370.382 | 396.32 | 421.62 | 446.798 | 472.585 | 498.437 | 524.034 | 549.285 | 574.064 | 598.309 | 621.993 | 645.062 | 667.498 | 689.295 | 705.222
Bolney SGT | Solar Generation | Gen_BB012 | All large Solar PV | MW | FallingBehind | 51.483 | 57.124 | 52.84 | 58.481 | 64.123 | 69.764 | 73.125 | 77.119 | 81.805 | 87.23 | 93.456 | 100.5 | 108.384 | 117.042 | 126.512 | 137.595 | 150.887 | 165.016 | 179.543 | 194.414 | 209.329 | 224.186 | 238.968 | 253.679 | 268.292 | 282.797 | 293.561
Bolney SGT | Solar Generation | Gen_BB012 | All large Solar PV | MW | ElectricEngagement | 51.483 | 68.406 | 75.405 | 92.329 | 109.253 | 126.177 | 142.92 | 160.647 | 179.046 | 197.925 | 217.276 | 237.038 | 257.103 | 277.351 | 297.763 | 318.993 | 341.132 | 362.938 | 384.165 | 404.709 | 424.459 | 443.384 | 461.503 | 478.83 | 495.377 | 511.186 | 522.511
Bolney SGT | Solar Generation | Gen_BB012 | All large Solar PV | MW | HydrogenEvolution | 51.483 | 68.406 | 75.405 | 92.329 | 109.253 | 126.177 | 142.92 | 160.647 | 179.046 | 197.925 | 217.276 | 237.038 | 257.103 | 277.351 | 297.763 | 318.993 | 341.132 | 362.938 | 384.165 | 404.709 | 424.459 | 443.384 | 461.503 | 478.83 | 495.377 | 511.186 | 522.511
Canterbury SGT | Solar Generation | Gen_BB012 | All large Solar PV | MW | HolisticTransition | 91.45 | 105.469 | 119.488 | 133.507 | 147.526 | 161.546 | 167.462 | 173.375 | 179.198 | 184.917 | 190.467 | 195.85 | 201.077 | 206.155 | 211.111 | 216.036 | 221.088 | 226.152 | 231.162 | 236.106 | 240.956 | 245.706 | 250.34 | 254.857 | 259.251 | 263.518 | 266.638
Canterbury SGT | Solar Generation | Gen_BB012 | All large Solar PV | MW | FallingBehind | 91.45 | 94.565 | 97.681 | 100.796 | 103.911 | 107.027 | 107.684 | 108.468 | 109.382 | 110.448 | 111.667 | 113.046 | 114.588 | 116.282 | 118.138 | 120.307 | 122.912 | 125.678 | 128.524 | 131.434 | 134.354 | 137.261 | 140.155 | 143.039 | 145.895 | 148.737 | 150.845
Canterbury SGT | Solar Generation | Gen_BB012 | All large Solar PV | MW | ElectricEngagement | 91.45 | 100.796 | 110.142 | 119.488 | 128.834 | 138.18 | 141.459 | 144.934 | 148.533 | 152.228 | 156.019 | 159.886 | 163.818 | 167.781 | 171.776 | 175.937 | 180.269 | 184.537 | 188.692 | 192.719 | 196.585 | 200.288 | 203.836 | 207.23 | 210.47 | 213.566 | 215.782
Canterbury SGT | Solar Generation | Gen_BB012 | All large Solar PV | MW | HydrogenEvolution | 91.45 | 100.796 | 110.142 | 119.488 | 128.834 | 138.18 | 141.459 | 144.934 | 148.533 | 152.228 | 156.019 | 159.886 | 163.818 | 167.781 | 171.776 | 175.937 | 180.269 | 184.537 | 188.692 | 192.719 | 196.585 | 200.288 | 203.836 | 207.23 | 210.47 | 213.566 | 215.782
Chessington SGT 1 & SGT 4A | Solar Generation | Gen_BB012 | All large Solar PV | MW | HolisticTransition | 0 | 5.4 | 10.8 | 16.2 | 21.6 | 27 | 27.542 | 28.083 | 28.618 | 29.14 | 29.648 | 30.143 | 30.62 | 31.085 | 31.538 | 31.991 | 32.454 | 32.917 | 33.376 | 33.828 | 34.274 | 34.706 | 35.132 | 35.547 | 35.946 | 36.339 | 36.624
Chessington SGT 1 & SGT 4A | Solar Generation | Gen_BB012 | All large Solar PV | MW | FallingBehind | 0 | 1.2 | 2.4 | 3.6 | 4.8 | 6 | 6.061 | 6.132 | 6.217 | 6.314 | 6.426 | 6.551 | 6.694 | 6.85 | 7.019 | 7.216 | 7.455 | 7.711 | 7.97 | 8.238 | 8.504 | 8.77 | 9.034 | 9.299 | 9.559 | 9.821 | 10.014
Chessington SGT 1 & SGT 4A | Solar Generation | Gen_BB012 | All large Solar PV | MW | ElectricEngagement | 0 | 3.6 | 7.2 | 10.8 | 14.4 | 18 | 18.3 | 18.617 | 18.948 | 19.287 | 19.634 | 19.988 | 20.347 | 20.71 | 21.077 | 21.457 | 21.852 | 22.245 | 22.626 | 22.995 | 23.348 | 23.688 | 24.012 | 24.322 | 24.618 | 24.901 | 25.106
Chessington SGT 1 & SGT 4A | Solar Generation | Gen_BB012 | All large Solar PV | MW | HydrogenEvolution | 0 | 3.6 | 7.2 | 10.8 | 14.4 | 18 | 18.3 | 18.617 | 18.948 | 19.287 | 19.634 | 19.988 | 20.347 | 20.71 | 21.077 | 21.457 | 21.852 | 22.245 | 22.626 | 22.995 | 23.348 | 23.688 | 24.012 | 24.322 | 24.618 | 24.901 | 25.106
Chessington SGT 2 & SGT 4B | Solar Generation | Gen_BB012 | All large Solar PV | MW | HolisticTransition | 0.768 | 0.825 | 0.882 | 0.939 | 0.996 | 1.053 | 1.06 | 1.067 | 1.074 | 1.08 | 1.086 | 1.093 | 1.099 | 1.104 | 1.11 | 1.116 | 1.122 | 1.128 | 1.133 | 1.139 | 1.145 | 1.15 | 1.156 | 1.161 | 1.166 | 1.17 | 1.174
Chessington SGT 2 & SGT 4B | Solar Generation | Gen_BB012 | All large Solar PV | MW | FallingBehind | 0.768 | 0.781 | 0.793 | 0.806 | 0.819 | 0.831 | 0.832 | 0.833 | 0.834 | 0.835 | 0.837 | 0.838 | 0.84 | 0.842 | 0.844 | 0.847 | 0.85 | 0.853 | 0.856 | 0.86 | 0.863 | 0.866 | 0.87 | 0.873 | 0.876 | 0.88 | 0.882
Chessington SGT 2 & SGT 4B | Solar Generation | Gen_BB012 | All large Solar PV | MW | ElectricEngagement | 0.768 | 0.806 | 0.844 | 0.882 | 0.92 | 0.958 | 0.962 | 0.966 | 0.97 | 0.974 | 0.978 | 0.983 | 0.987 | 0.992 | 0.997 | 1.001 | 1.006 | 1.011 | 1.016 | 1.021 | 1.025 | 1.03 | 1.034 | 1.038 | 1.041 | 1.045 | 1.048
Chessington SGT 2 & SGT 4B | Solar Generation | Gen_BB012 | All large Solar PV | MW | HydrogenEvolution | 0.768 | 0.806 | 0.844 | 0.882 | 0.92 | 0.958 | 0.962 | 0.966 | 0.97 | 0.974 | 0.978 | 0.983 | 0.987 | 0.992 | 0.997 | 1.001 | 1.006 | 1.011 | 1.016 | 1.021 | 1.025 | 1.03 | 1.034 | 1.038 | 1.041 | 1.045 | 1.048
Kemsley SGT | Solar Generation | Gen_BB012 | All large Solar PV | MW | HolisticTransition | 0 | 0 | 0 | 0 | 0 | 0 | 0 | 0 | 0 | 0 | 80.41 | 86.18 | 91.78 | 97.225 | 102.533 | 107.816 | 113.228 | 118.656 | 124.025 | 129.325 | 134.527 | 139.614 | 144.582 | 149.423 | 154.132 | 158.706 | 162.049
Kemsley SGT | Solar Generation | Gen_BB012 | All large Solar PV | MW | FallingBehind | 0 | 0 | 0 | 0 | 0 | 0 | 0 | 0 | 0 | 0 | 54.141 | 55.619 | 57.274 | 59.089 | 61.075 | 63.403 | 66.194 | 69.156 | 72.206 | 75.326 | 78.456 | 81.575 | 84.676 | 87.764 | 90.829 | 93.874 | 96.135
Kemsley SGT | Solar Generation | Gen_BB012 | All large Solar PV | MW | ElectricEngagement | 0 | 0 | 0 | 0 | 0 | 0 | 0 | 0 | 0 | 0 | 68.426 | 72.57 | 76.785 | 81.03 | 85.314 | 89.771 | 94.416 | 98.995 | 103.444 | 107.759 | 111.903 | 115.875 | 119.677 | 123.313 | 126.786 | 130.102 | 132.48
Kemsley SGT | Solar Generation | Gen_BB012 | All large Solar PV | MW | HydrogenEvolution | 0 | 0 | 0 | 0 | 0 | 0 | 0 | 0 | 0 | 0 | 68.426 | 72.57 | 76.785 | 81.03 | 85.314 | 89.771 | 94.416 | 98.995 | 103.444 | 107.759 | 111.903 | 115.875 | 119.677 | 123.313 | 126.786 | 130.102 | 132.48
Kemsley SGT 3A | Solar Generation | Gen_BB012 | All large Solar PV | MW | HolisticTransition | 0 | 0 | 0 | 0 | 0 | 0 | 0 | 0 | 0 | 0 | 0 | 0 | 0 | 0 | 0 | 0 | 0 | 0 | 0 | 0 | 0 | 0 | 0 | 0 | 0 | 0 | 0
Kemsley SGT 3A | Solar Generation | Gen_BB012 | All large Solar PV | MW | FallingBehind | 0 | 0 | 0 | 0 | 0 | 0 | 0 | 0 | 0 | 0 | 0 | 0 | 0 | 0 | 0 | 0 | 0 | 0 | 0 | 0 | 0 | 0 | 0 | 0 | 0 | 0 | 0
Kemsley SGT 3A | Solar Generation | Gen_BB012 | All large Solar PV | MW | ElectricEngagement | 0 | 0 | 0 | 0 | 0 | 0 | 0 | 0 | 0 | 0 | 0 | 0 | 0 | 0 | 0 | 0 | 0 | 0 | 0 | 0 | 0 | 0 | 0 | 0 | 0 | 0 | 0
Kemsley SGT 3A | Solar Generation | Gen_BB012 | All large Solar PV | MW | HydrogenEvolution | 0 | 0 | 0 | 0 | 0 | 0 | 0 | 0 | 0 | 0 | 0 | 0 | 0 | 0 | 0 | 0 | 0 | 0 | 0 | 0 | 0 | 0 | 0 | 0 | 0 | 0 | 0
Kemsley SGT1 & 2 | Solar Generation | Gen_BB012 | All large Solar PV | MW | HolisticTransition | 49.1 | 49.162 | 49.224 | 49.287 | 49.349 | 49.411 | 55.753 | 62.09 | 68.326 | 74.458 | 0 | 0 | 0 | 0 | 0 | 0 | 0 | 0 | 0 | 0 | 0 | 0 | 0 | 0 | 0 | 0 | 0
Kemsley SGT1 & 2 | Solar Generation | Gen_BB012 | All large Solar PV | MW | FallingBehind | 49.1 | 49.114 | 49.128 | 49.141 | 49.155 | 49.169 | 49.874 | 50.711 | 51.695 | 52.832 | 0 | 0 | 0 | 0 | 0 | 0 | 0 | 0 | 0 | 0 | 0 | 0 | 0 | 0 | 0 | 0 | 0
Kemsley SGT1 & 2 | Solar Generation | Gen_BB012 | All large Solar PV | MW | ElectricEngagement | 49.1 | 49.141 | 49.183 | 49.224 | 49.266 | 49.307 | 52.82 | 56.539 | 60.403 | 64.361 | 0 | 0 | 0 | 0 | 0 | 0 | 0 | 0 | 0 | 0 | 0 | 0 | 0 | 0 | 0 | 0 | 0
Kemsley SGT1 & 2 | Solar Generation | Gen_BB012 | All large Solar PV | MW | HydrogenEvolution | 49.1 | 49.141 | 49.183 | 49.224 | 49.266 | 49.307 | 52.82 | 56.539 | 60.403 | 64.361 | 0 | 0 | 0 | 0 | 0 | 0 | 0 | 0 | 0 | 0 | 0 | 0 | 0 | 0 | 0 | 0 | 0
Kingsnorth SGT | Solar Generation | Gen_BB012 | All large Solar PV | MW | HolisticTransition | 9.86 | 13.818 | 17.776 | 21.734 | 25.692 | 29.65 | 34.274 | 38.891 | 43.44 | 47.908 | 52.251 | 56.452 | 60.537 | 64.503 | 68.374 | 72.225 | 76.17 | 80.122 | 84.039 | 87.903 | 91.695 | 95.404 | 99.026 | 102.558 | 105.988 | 109.323 | 111.758
Kingsnorth SGT | Solar Generation | Gen_BB012 | All large Solar PV | MW | FallingBehind | 9.86 | 10.74 | 11.619 | 12.499 | 13.378 | 14.258 | 14.77 | 15.384 | 16.102 | 16.931 | 17.882 | 18.961 | 20.165 | 21.487 | 22.937 | 24.635 | 26.669 | 28.829 | 31.051 | 33.328 | 35.606 | 37.881 | 40.144 | 42.394 | 44.627 | 46.849 | 48.495
Kingsnorth SGT | Solar Generation | Gen_BB012 | All large Solar PV | MW | ElectricEngagement | 9.86 | 12.499 | 15.137 | 17.776 | 20.415 | 23.053 | 25.613 | 28.328 | 31.139 | 34.027 | 36.987 | 40.012 | 43.081 | 46.179 | 49.301 | 52.549 | 55.933 | 59.27 | 62.52 | 65.662 | 68.684 | 71.578 | 74.349 | 77.002 | 79.533 | 81.951 | 83.683
Kingsnorth SGT | Solar Generation | Gen_BB012 | All large Solar PV | MW | HydrogenEvolution | 9.86 | 12.499 | 15.137 | 17.776 | 20.415 | 23.053 | 25.613 | 28.328 | 31.139 | 34.027 | 36.987 | 40.012 | 43.081 | 46.179 | 49.301 | 52.549 | 55.933 | 59.27 | 62.52 | 65.662 | 68.684 | 71.578 | 74.349 | 77.002 | 79.533 | 81.951 | 83.683
Laleham SGT | Solar Generation | Gen_BB012 | All large Solar PV | MW | HolisticTransition | 5.28 | 5.28 | 5.28 | 5.28 | 5.28 | 5.28 | 5.28 | 5.28 | 5.28 | 5.28 | 5.28 | 5.28 | 5.28 | 5.28 | 5.28 | 5.28 | 5.28 | 5.28 | 5.28 | 5.28 | 5.28 | 5.28 | 5.28 | 5.28 | 5.28 | 5.28 | 5.28
Laleham SGT | Solar Generation | Gen_BB012 | All large Solar PV | MW | FallingBehind | 5.28 | 5.28 | 5.28 | 5.28 | 5.28 | 5.28 | 5.28 | 5.28 | 5.28 | 5.28 | 5.28 | 5.28 | 5.28 | 5.28 | 5.28 | 5.28 | 5.28 | 5.28 | 5.28 | 5.28 | 5.28 | 5.28 | 5.28 | 5.28 | 5.28 | 5.28 | 5.28
Laleham SGT | Solar Generation | Gen_BB012 | All large Solar PV | MW | ElectricEngagement | 5.28 | 5.28 | 5.28 | 5.28 | 5.28 | 5.28 | 5.28 | 5.28 | 5.28 | 5.28 | 5.28 | 5.28 | 5.28 | 5.28 | 5.28 | 5.28 | 5.28 | 5.28 | 5.28 | 5.28 | 5.28 | 5.28 | 5.28 | 5.28 | 5.28 | 5.28 | 5.28
Laleham SGT | Solar Generation | Gen_BB012 | All large Solar PV | MW | HydrogenEvolution | 5.28 | 5.28 | 5.28 | 5.28 | 5.28 | 5.28 | 5.28 | 5.28 | 5.28 | 5.28 | 5.28 | 5.28 | 5.28 | 5.28 | 5.28 | 5.28 | 5.28 | 5.28 | 5.28 | 5.28 | 5.28 | 5.28 | 5.28 | 5.28 | 5.28 | 5.28 | 5.28
Little Horsted SGT | Solar Generation | Gen_BB012 | All large Solar PV | MW | HolisticTransition | 0 | 5.4 | 50.5 | 55.9 | 61.3 | 66.7 | 75.53 | 84.352 | 93.035 | 101.573 | 109.858 | 117.887 | 125.685 | 133.264 | 140.653 | 148.008 | 155.543 | 163.096 | 170.574 | 177.951 | 185.188 | 192.273 | 199.192 | 205.932 | 212.486 | 218.854 | 223.506
Little Horsted SGT | Solar Generation | Gen_BB012 | All large Solar PV | MW | FallingBehind | 0 | 1.2 | 42.1 | 43.3 | 44.5 | 45.7 | 46.681 | 47.846 | 49.215 | 50.801 | 52.621 | 54.677 | 56.979 | 59.509 | 62.277 | 65.512 | 69.398 | 73.526 | 77.772 | 82.114 | 86.469 | 90.809 | 95.13 | 99.427 | 103.697 | 107.934 | 111.079
Little Horsted SGT | Solar Generation | Gen_BB012 | All large Solar PV | MW | ElectricEngagement | 0 | 3.6 | 46.9 | 50.5 | 54.1 | 57.7 | 62.589 | 67.77 | 73.147 | 78.66 | 84.312 | 90.086 | 95.948 | 101.864 | 107.827 | 114.03 | 120.496 | 126.869 | 133.068 | 139.07 | 144.841 | 150.368 | 155.663 | 160.723 | 165.561 | 170.177 | 173.488
Little Horsted SGT | Solar Generation | Gen_BB012 | All large Solar PV | MW | HydrogenEvolution | 0 | 3.6 | 46.9 | 50.5 | 54.1 | 57.7 | 62.589 | 67.77 | 73.147 | 78.66 | 84.312 | 90.086 | 95.948 | 101.864 | 107.827 | 114.03 | 120.496 | 126.869 | 133.068 | 139.07 | 144.841 | 150.368 | 155.663 | 160.723 | 165.561 | 170.177 | 173.488
Littlebrook SGT | Solar Generation | Gen_BB012 | All large Solar PV | MW | HolisticTransition | 0 | 0.035 | 0.069 | 0.104 | 0.138 | 0.173 | 0.195 | 0.217 | 0.238 | 0.26 | 0.281 | 0.301 | 0.32 | 0.34 | 0.358 | 0.376 | 0.396 | 0.415 | 0.433 | 0.452 | 0.47 | 0.488 | 0.505 | 0.522 | 0.538 | 0.554 | 0.566
Littlebrook SGT | Solar Generation | Gen_BB012 | All large Solar PV | MW | FallingBehind | 0 | 0.008 | 0.015 | 0.023 | 0.031 | 0.038 | 0.041 | 0.044 | 0.047 | 0.051 | 0.056 | 0.061 | 0.066 | 0.073 | 0.08 | 0.088 | 0.098 | 0.108 | 0.119 | 0.13 | 0.141 | 0.152 | 0.162 | 0.173 | 0.184 | 0.194 | 0.202
Littlebrook SGT | Solar Generation | Gen_BB012 | All large Solar PV | MW | ElectricEngagement | 0 | 0.023 | 0.046 | 0.069 | 0.092 | 0.115 | 0.128 | 0.141 | 0.154 | 0.168 | 0.182 | 0.197 | 0.211 | 0.226 | 0.241 | 0.256 | 0.272 | 0.289 | 0.304 | 0.319 | 0.334 | 0.348 | 0.361 | 0.374 | 0.386 | 0.397 | 0.406
Littlebrook SGT | Solar Generation | Gen_BB012 | All large Solar PV | MW | HydrogenEvolution | 0 | 0.023 | 0.046 | 0.069 | 0.092 | 0.115 | 0.128 | 0.141 | 0.154 | 0.168 | 0.182 | 0.197 | 0.211 | 0.226 | 0.241 | 0.256 | 0.272 | 0.289 | 0.304 | 0.319 | 0.334 | 0.348 | 0.361 | 0.374 | 0.386 | 0.397 | 0.406
Ninfield SGT | Solar Generation | Gen_BB012 | All large Solar PV | MW | HolisticTransition | 76.5 | 79.38 | 52.485 | 55.365 | 58.245 | 61.125 | 80.121 | 99.104 | 117.791 | 136.152 | 153.985 | 171.264 | 188.041 | 204.343 | 220.246 | 236.072 | 252.285 | 268.534 | 284.624 | 300.498 | 316.071 | 331.317 | 346.196 | 360.703 | 374.808 | 388.51 | 398.521
Ninfield SGT | Solar Generation | Gen_BB012 | All large Solar PV | MW | FallingBehind | 76.5 | 77.14 | 48.005 | 48.645 | 49.285 | 49.925 | 52.042 | 54.55 | 57.492 | 60.908 | 64.822 | 69.25 | 74.204 | 79.644 | 85.597 | 92.565 | 100.923 | 109.801 | 118.935 | 128.283 | 137.656 | 146.993 | 156.289 | 165.532 | 174.72 | 183.84 | 190.606
Ninfield SGT | Solar Generation | Gen_BB012 | All large Solar PV | MW | ElectricEngagement | 76.5 | 78.42 | 50.565 | 52.485 | 54.405 | 56.325 | 66.846 | 77.993 | 89.557 | 101.419 | 113.587 | 126.008 | 138.622 | 151.354 | 164.182 | 177.531 | 191.443 | 205.156 | 218.491 | 231.41 | 243.826 | 255.718 | 267.11 | 277.996 | 288.404 | 298.341 | 305.46
Ninfield SGT | Solar Generation | Gen_BB012 | All large Solar PV | MW | HydrogenEvolution | 76.5 | 78.42 | 50.565 | 52.485 | 54.405 | 56.325 | 66.846 | 77.993 | 89.557 | 101.419 | 113.587 | 126.008 | 138.622 | 151.354 | 164.182 | 177.531 | 191.443 | 205.156 | 218.491 | 231.41 | 243.826 | 255.718 | 267.11 | 277.996 | 288.404 | 298.341 | 305.46
Northfleet SGT | Solar Generation | Gen_BB012 | All large Solar PV | MW | HolisticTransition | 47.3 | 81.194 | 115.088 | 148.982 | 182.876 | 216.77 | 231.761 | 246.743 | 261.492 | 275.985 | 290.057 | 303.697 | 316.94 | 329.805 | 342.358 | 354.849 | 367.645 | 380.472 | 393.178 | 405.7 | 417.994 | 430.025 | 441.777 | 453.221 | 464.358 | 475.173 | 483.076
Northfleet SGT | Solar Generation | Gen_BB012 | All large Solar PV | MW | FallingBehind | 47.3 | 54.832 | 62.364 | 69.896 | 77.428 | 84.96 | 86.631 | 88.609 | 90.932 | 93.63 | 96.716 | 100.212 | 104.121 | 108.413 | 113.113 | 118.615 | 125.215 | 132.222 | 139.43 | 146.81 | 154.212 | 161.584 | 168.92 | 176.222 | 183.47 | 190.669 | 196.01
Northfleet SGT | Solar Generation | Gen_BB012 | All large Solar PV | MW | ElectricEngagement | 47.3 | 69.896 | 92.492 | 115.088 | 137.684 | 160.28 | 168.587 | 177.389 | 186.513 | 195.881 | 205.489 | 215.293 | 225.252 | 235.305 | 245.435 | 255.975 | 266.953 | 277.776 | 288.312 | 298.508 | 308.312 | 317.704 | 326.693 | 335.294 | 343.506 | 351.353 | 356.978
Northfleet SGT | Solar Generation | Gen_BB012 | All large Solar PV | MW | HydrogenEvolution | 47.3 | 69.896 | 92.492 | 115.088 | 137.684 | 160.28 | 168.587 | 177.389 | 186.513 | 195.881 | 205.489 | 215.293 | 225.252 | 235.305 | 245.435 | 255.975 | 266.953 | 277.776 | 288.312 | 298.508 | 308.312 | 317.704 | 326.693 | 335.294 | 343.506 | 351.353 | 356.978
Sellindge SGT2 & 3 & Richborough SGT | Solar Generation | Gen_BB012 | All large Solar PV | MW | HolisticTransition | 73.324 | 108.756 | 144.189 | 179.621 | 215.054 | 250.486 | 262.903 | 275.315 | 287.53 | 299.533 | 311.191 | 322.485 | 333.452 | 344.107 | 354.504 | 364.854 | 375.449 | 386.071 | 396.59 | 406.968 | 417.146 | 427.111 | 436.843 | 446.323 | 455.543 | 464.5 | 471.042
Sellindge SGT2 & 3 & Richborough SGT | Solar Generation | Gen_BB012 | All large Solar PV | MW | FallingBehind | 73.324 | 81.198 | 89.072 | 96.946 | 104.819 | 112.693 | 114.077 | 115.715 | 117.64 | 119.874 | 122.432 | 125.327 | 128.565 | 132.121 | 136.011 | 140.568 | 146.032 | 151.834 | 157.807 | 163.913 | 170.045 | 176.149 | 182.222 | 188.269 | 194.273 | 200.233 | 204.661
Sellindge SGT2 & 3 & Richborough SGT | Solar Generation | Gen_BB012 | All large Solar PV | MW | ElectricEngagement | 73.324 | 96.946 | 120.567 | 144.189 | 167.81 | 191.432 | 198.314 | 205.598 | 213.157 | 220.916 | 228.866 | 236.987 | 245.233 | 253.555 | 261.939 | 270.663 | 279.76 | 288.722 | 297.442 | 305.884 | 314.002 | 321.781 | 329.222 | 336.345 | 343.144 | 349.644 | 354.293
Sellindge SGT2 & 3 & Richborough SGT | Solar Generation | Gen_BB012 | All large Solar PV | MW | HydrogenEvolution | 73.324 | 96.946 | 120.567 | 144.189 | 167.81 | 191.432 | 198.314 | 205.598 | 213.157 | 220.916 | 228.866 | 236.987 | 245.233 | 253.555 | 261.939 | 270.663 | 279.76 | 288.722 | 297.442 | 305.884 | 314.002 | 321.781 | 329.222 | 336.345 | 343.144 | 349.644 | 354.293
Sellindge SGT5A SGT6 | Solar Generation | Gen_BB012 | All large Solar PV | MW | HolisticTransition | 0 | 0 | 0 | 0 | 0 | 0 | 0 | 0 | 0 | 0 | 0 | 0 | 0 | 0 | 0 | 0 | 0 | 0 | 0 | 0 | 0 | 0 | 0 | 0 | 0 | 0 | 0
Sellindge SGT5A SGT6 | Solar Generation | Gen_BB012 | All large Solar PV | MW | FallingBehind | 0 | 0 | 0 | 0 | 0 | 0 | 0 | 0 | 0 | 0 | 0 | 0 | 0 | 0 | 0 | 0 | 0 | 0 | 0 | 0 | 0 | 0 | 0 | 0 | 0 | 0 | 0
Sellindge SGT5A SGT6 | Solar Generation | Gen_BB012 | All large Solar PV | MW | ElectricEngagement | 0 | 0 | 0 | 0 | 0 | 0 | 0 | 0 | 0 | 0 | 0 | 0 | 0 | 0 | 0 | 0 | 0 | 0 | 0 | 0 | 0 | 0 | 0 | 0 | 0 | 0 | 0
Sellindge SGT5A SGT6 | Solar Generation | Gen_BB012 | All large Solar PV | MW | HydrogenEvolution | 0 | 0 | 0 | 0 | 0 | 0 | 0 | 0 | 0 | 0 | 0 | 0 | 0 | 0 | 0 | 0 | 0 | 0 | 0 | 0 | 0 | 0 | 0 | 0 | 0 | 0 | 0
West Weybridge SGT | Solar Generation | Gen_BB012 | All large Solar PV | MW | HolisticTransition | 6.1 | 16.054 | 26.008 | 35.962 | 45.916 | 55.87 | 61.878 | 67.889 | 73.803 | 79.611 | 85.259 | 90.727 | 96.04 | 101.198 | 106.229 | 111.242 | 116.368 | 121.515 | 126.603 | 131.632 | 136.56 | 141.384 | 146.095 | 150.684 | 155.149 | 159.485 | 162.656
West Weybridge SGT | Solar Generation | Gen_BB012 | All large Solar PV | MW | FallingBehind | 6.1 | 8.312 | 10.524 | 12.736 | 14.948 | 17.16 | 17.831 | 18.627 | 19.557 | 20.635 | 21.873 | 23.278 | 24.843 | 26.564 | 28.453 | 30.653 | 33.299 | 36.114 | 39.002 | 41.959 | 44.93 | 47.885 | 50.824 | 53.749 | 56.655 | 59.542 | 61.691
West Weybridge SGT | Solar Generation | Gen_BB012 | All large Solar PV | MW | ElectricEngagement | 6.1 | 12.736 | 19.372 | 26.008 | 32.644 | 39.28 | 42.605 | 46.133 | 49.79 | 53.547 | 57.398 | 61.333 | 65.32 | 69.35 | 73.409 | 77.635 | 82.038 | 86.382 | 90.602 | 94.689 | 98.619 | 102.383 | 105.987 | 109.43 | 112.728 | 115.872 | 118.126
West Weybridge SGT | Solar Generation | Gen_BB012 | All large Solar PV | MW | HydrogenEvolution | 6.1 | 12.736 | 19.372 | 26.008 | 32.644 | 39.28 | 42.605 | 46.133 | 49.79 | 53.547 | 57.398 | 61.333 | 65.32 | 69.35 | 73.409 | 77.635 | 82.038 | 86.382 | 90.602 | 94.689 | 98.619 | 102.383 | 105.987 | 109.43 | 112.728 | 115.872 | 118.126
Beddington SGT | Wind Generation | Gen_BB015 | Onshore Wind >= 1MW | MW | HolisticTransition | 0 | 0 | 0 | 0 | 0 | 0 | 0.035 | 0.078 | 0.131 | 0.186 | 0.221 | 0.271 | 0.315 | 0.356 | 0.404 | 0.457 | 0.504 | 0.54 | 0.597 | 0.646 | 0.69 | 0.729 | 0.79 | 0.83 | 0.88 | 0.937 | 0.986
Beddington SGT | Wind Generation | Gen_BB015 | Onshore Wind >= 1MW | MW | FallingBehind | 0 | 0 | 0 | 0 | 0 | 0 | 0.035 | 0.078 | 0.131 | 0.186 | 0.221 | 0.271 | 0.315 | 0.356 | 0.404 | 0.457 | 0.504 | 0.54 | 0.597 | 0.646 | 0.69 | 0.729 | 0.79 | 0.83 | 0.88 | 0.937 | 0.986
Beddington SGT | Wind Generation | Gen_BB015 | Onshore Wind >= 1MW | MW | ElectricEngagement | 0 | 0 | 0 | 0 | 0 | 0 | 0.123 | 0.256 | 0.388 | 0.522 | 0.737 | 0.913 | 1.093 | 1.29 | 1.487 | 1.71 | 1.933 | 2.212 | 2.424 | 2.643 | 2.82 | 2.997 | 3.088 | 3.112 | 3.132 | 3.144 | 3.144
Beddington SGT | Wind Generation | Gen_BB015 | Onshore Wind >= 1MW | MW | HydrogenEvolution | 0 | 0 | 0 | 0 | 0 | 0 | 0.035 | 0.078 | 0.131 | 0.186 | 0.221 | 0.271 | 0.315 | 0.356 | 0.404 | 0.457 | 0.504 | 0.54 | 0.597 | 0.646 | 0.69 | 0.729 | 0.79 | 0.83 | 0.88 | 0.937 | 0.986
Bolney SGT | Wind Generation | Gen_BB015 | Onshore Wind >= 1MW | MW | HolisticTransition | 0 | 0 | 0 | 0 | 0 | 0 | 0.56 | 1.241 | 2.032 | 2.936 | 3.5 | 4.286 | 4.966 | 5.638 | 6.425 | 7.214 | 8.006 | 8.566 | 9.465 | 10.25 | 10.929 | 11.602 | 12.504 | 13.177 | 13.962 | 14.866 | 15.651
Bolney SGT | Wind Generation | Gen_BB015 | Onshore Wind >= 1MW | MW | FallingBehind | 0 | 0 | 0 | 0 | 0 | 0 | 0.56 | 1.241 | 2.032 | 2.936 | 3.5 | 4.286 | 4.966 | 5.638 | 6.425 | 7.214 | 8.006 | 8.566 | 9.465 | 10.25 | 10.929 | 11.602 | 12.504 | 13.177 | 13.962 | 14.866 | 15.651
Bolney SGT | Wind Generation | Gen_BB015 | Onshore Wind >= 1MW | MW | ElectricEngagement | 0 | 0 | 0 | 0 | 0 | 0 | 1.933 | 4.046 | 6.159 | 8.271 | 11.695 | 14.513 | 17.326 | 20.487 | 23.658 | 27.173 | 30.691 | 35.172 | 38.514 | 42.035 | 44.846 | 47.663 | 49.07 | 49.415 | 49.77 | 49.946 | 49.946
Bolney SGT | Wind Generation | Gen_BB015 | Onshore Wind >= 1MW | MW | HydrogenEvolution | 0 | 0 | 0 | 0 | 0 | 0 | 0.56 | 1.241 | 2.032 | 2.936 | 3.5 | 4.286 | 4.966 | 5.638 | 6.425 | 7.214 | 8.006 | 8.566 | 9.465 | 10.25 | 10.929 | 11.602 | 12.504 | 13.177 | 13.962 | 14.866 | 15.651
Canterbury SGT | Wind Generation | Gen_BB015 | Onshore Wind >= 1MW | MW | HolisticTransition | 0 | 0 | 0 | 0 | 0 | 0 | 0.108 | 0.241 | 0.397 | 0.573 | 0.682 | 0.838 | 0.973 | 1.103 | 1.259 | 1.412 | 1.567 | 1.675 | 1.853 | 2.008 | 2.136 | 2.27 | 2.448 | 2.577 | 2.735 | 2.909 | 3.064
Canterbury SGT | Wind Generation | Gen_BB015 | Onshore Wind >= 1MW | MW | FallingBehind | 0 | 0 | 0 | 0 | 0 | 0 | 0.108 | 0.241 | 0.397 | 0.573 | 0.682 | 0.838 | 0.973 | 1.103 | 1.259 | 1.412 | 1.567 | 1.675 | 1.853 | 2.008 | 2.136 | 2.27 | 2.448 | 2.577 | 2.735 | 2.909 | 3.064
Canterbury SGT | Wind Generation | Gen_BB015 | Onshore Wind >= 1MW | MW | ElectricEngagement | 0 | 0 | 0 | 0 | 0 | 0 | 0.375 | 0.791 | 1.203 | 1.618 | 2.286 | 2.84 | 3.39 | 4.008 | 4.63 | 5.316 | 6.005 | 6.883 | 7.538 | 8.227 | 8.778 | 9.326 | 9.603 | 9.672 | 9.739 | 9.775 | 9.775
Canterbury SGT | Wind Generation | Gen_BB015 | Onshore Wind >= 1MW | MW | HydrogenEvolution | 0 | 0 | 0 | 0 | 0 | 0 | 0.108 | 0.241 | 0.397 | 0.573 | 0.682 | 0.838 | 0.973 | 1.103 | 1.259 | 1.412 | 1.567 | 1.675 | 1.853 | 2.008 | 2.136 | 2.27 | 2.448 | 2.577 | 2.735 | 2.909 | 3.064
Chessington SGT 1 & SGT 4A | Wind Generation | Gen_BB015 | Onshore Wind >= 1MW | MW | HolisticTransition | 0 | 0 | 0 | 0 | 0 | 0 | 0.008 | 0.022 | 0.036 | 0.051 | 0.062 | 0.077 | 0.089 | 0.103 | 0.116 | 0.131 | 0.143 | 0.153 | 0.171 | 0.184 | 0.196 | 0.208 | 0.224 | 0.238 | 0.253 | 0.268 | 0.282
Chessington SGT 1 & SGT 4A | Wind Generation | Gen_BB015 | Onshore Wind >= 1MW | MW | FallingBehind | 0 | 0 | 0 | 0 | 0 | 0 | 0.008 | 0.022 | 0.036 | 0.051 | 0.062 | 0.077 | 0.089 | 0.103 | 0.116 | 0.131 | 0.143 | 0.153 | 0.171 | 0.184 | 0.196 | 0.208 | 0.224 | 0.238 | 0.253 | 0.268 | 0.282
Chessington SGT 1 & SGT 4A | Wind Generation | Gen_BB015 | Onshore Wind >= 1MW | MW | ElectricEngagement | 0 | 0 | 0 | 0 | 0 | 0 | 0.035 | 0.074 | 0.112 | 0.149 | 0.213 | 0.263 | 0.314 | 0.372 | 0.428 | 0.492 | 0.555 | 0.636 | 0.696 | 0.759 | 0.811 | 0.861 | 0.886 | 0.893 | 0.9 | 0.903 | 0.903
Chessington SGT 1 & SGT 4A | Wind Generation | Gen_BB015 | Onshore Wind >= 1MW | MW | HydrogenEvolution | 0 | 0 | 0 | 0 | 0 | 0 | 0.008 | 0.022 | 0.036 | 0.051 | 0.062 | 0.077 | 0.089 | 0.103 | 0.116 | 0.131 | 0.143 | 0.153 | 0.171 | 0.184 | 0.196 | 0.208 | 0.224 | 0.238 | 0.253 | 0.268 | 0.282
Chessington SGT 2 & SGT 4B | Wind Generation | Gen_BB015 | Onshore Wind >= 1MW | MW | HolisticTransition | 0 | 0 | 0 | 0 | 0 | 0 | 0 | 0 | 0 | 0.001 | 0.001 | 0.001 | 0.001 | 0.001 | 0.001 | 0.002 | 0.002 | 0.002 | 0.002 | 0.002 | 0.003 | 0.003 | 0.003 | 0.003 | 0.003 | 0.004 | 0.004
Chessington SGT 2 & SGT 4B | Wind Generation | Gen_BB015 | Onshore Wind >= 1MW | MW | FallingBehind | 0 | 0 | 0 | 0 | 0 | 0 | 0 | 0 | 0 | 0.001 | 0.001 | 0.001 | 0.001 | 0.001 | 0.001 | 0.002 | 0.002 | 0.002 | 0.002 | 0.002 | 0.003 | 0.003 | 0.003 | 0.003 | 0.003 | 0.004 | 0.004
Chessington SGT 2 & SGT 4B | Wind Generation | Gen_BB015 | Onshore Wind >= 1MW | MW | ElectricEngagement | 0 | 0 | 0 | 0 | 0 | 0 | 0 | 0.001 | 0.001 | 0.002 | 0.003 | 0.003 | 0.004 | 0.005 | 0.005 | 0.006 | 0.007 | 0.008 | 0.009 | 0.01 | 0.01 | 0.011 | 0.011 | 0.011 | 0.011 | 0.011 | 0.011
Chessington SGT 2 & SGT 4B | Wind Generation | Gen_BB015 | Onshore Wind >= 1MW | MW | HydrogenEvolution | 0 | 0 | 0 | 0 | 0 | 0 | 0 | 0 | 0 | 0.001 | 0.001 | 0.001 | 0.001 | 0.001 | 0.001 | 0.002 | 0.002 | 0.002 | 0.002 | 0.002 | 0.003 | 0.003 | 0.003 | 0.003 | 0.003 | 0.004 | 0.004
Kemsley SGT | Wind Generation | Gen_BB015 | Onshore Wind >= 1MW | MW | HolisticTransition | 0 | 0 | 0 | 0 | 0 | 0 | 0 | 0 | 0 | 0 | 24.833 | 25.002 | 25.142 | 25.284 | 25.448 | 25.614 | 25.781 | 25.896 | 26.086 | 26.25 | 26.392 | 26.534 | 26.723 | 26.864 | 27.029 | 27.218 | 27.383
Kemsley SGT | Wind Generation | Gen_BB015 | Onshore Wind >= 1MW | MW | FallingBehind | 0 | 0 | 0 | 0 | 0 | 0 | 0 | 0 | 0 | 0 | 24.833 | 25.002 | 25.142 | 25.284 | 25.448 | 25.614 | 25.781 | 25.896 | 26.086 | 26.25 | 26.392 | 26.534 | 26.723 | 26.864 | 27.029 | 27.218 | 27.383
Kemsley SGT | Wind Generation | Gen_BB015 | Onshore Wind >= 1MW | MW | ElectricEngagement | 0 | 0 | 0 | 0 | 0 | 0 | 0 | 0 | 0 | 0 | 26.549 | 27.138 | 27.729 | 28.392 | 29.058 | 29.794 | 30.531 | 31.471 | 32.173 | 32.908 | 33.499 | 34.091 | 34.384 | 34.457 | 34.531 | 34.568 | 34.568
Kemsley SGT | Wind Generation | Gen_BB015 | Onshore Wind >= 1MW | MW | HydrogenEvolution | 0 | 0 | 0 | 0 | 0 | 0 | 0 | 0 | 0 | 0 | 24.833 | 25.002 | 25.142 | 25.284 | 25.448 | 25.614 | 25.781 | 25.896 | 26.086 | 26.25 | 26.392 | 26.534 | 26.723 | 26.864 | 27.029 | 27.218 | 27.383
Kemsley SGT 3A | Wind Generation | Gen_BB015 | Onshore Wind >= 1MW | MW | HolisticTransition | 0 | 0 | 0 | 0 | 0 | 0 | 0 | 0 | 0 | 0 | 0 | 0 | 0 | 0 | 0 | 0 | 0 | 0 | 0 | 0 | 0 | 0 | 0 | 0 | 0 | 0 | 0
Kemsley SGT 3A | Wind Generation | Gen_BB015 | Onshore Wind >= 1MW | MW | FallingBehind | 0 | 0 | 0 | 0 | 0 | 0 | 0 | 0 | 0 | 0 | 0 | 0 | 0 | 0 | 0 | 0 | 0 | 0 | 0 | 0 | 0 | 0 | 0 | 0 | 0 | 0 | 0
Kemsley SGT 3A | Wind Generation | Gen_BB015 | Onshore Wind >= 1MW | MW | ElectricEngagement | 0 | 0 | 0 | 0 | 0 | 0 | 0 | 0 | 0 | 0 | 0 | 0 | 0 | 0 | 0 | 0 | 0 | 0 | 0 | 0 | 0 | 0 | 0 | 0 | 0 | 0 | 0
Kemsley SGT 3A | Wind Generation | Gen_BB015 | Onshore Wind >= 1MW | MW | HydrogenEvolution | 0 | 0 | 0 | 0 | 0 | 0 | 0 | 0 | 0 | 0 | 0 | 0 | 0 | 0 | 0 | 0 | 0 | 0 | 0 | 0 | 0 | 0 | 0 | 0 | 0 | 0 | 0
Kemsley SGT1 & 2 | Wind Generation | Gen_BB015 | Onshore Wind >= 1MW | MW | HolisticTransition | 24.1 | 24.1 | 24.1 | 24.1 | 24.1 | 24.1 | 24.219 | 24.363 | 24.528 | 24.718 | 0 | 0 | 0 | 0 | 0 | 0 | 0 | 0 | 0 | 0 | 0 | 0 | 0 | 0 | 0 | 0 | 0
Kemsley SGT1 & 2 | Wind Generation | Gen_BB015 | Onshore Wind >= 1MW | MW | FallingBehind | 24.1 | 24.1 | 24.1 | 24.1 | 24.1 | 24.1 | 24.219 | 24.363 | 24.528 | 24.718 | 0 | 0 | 0 | 0 | 0 | 0 | 0 | 0 | 0 | 0 | 0 | 0 | 0 | 0 | 0 | 0 | 0
Kemsley SGT1 & 2 | Wind Generation | Gen_BB015 | Onshore Wind >= 1MW | MW | ElectricEngagement | 24.1 | 24.1 | 24.1 | 24.1 | 24.1 | 24.1 | 24.504 | 24.947 | 25.389 | 25.832 | 0 | 0 | 0 | 0 | 0 | 0 | 0 | 0 | 0 | 0 | 0 | 0 | 0 | 0 | 0 | 0 | 0
Kemsley SGT1 & 2 | Wind Generation | Gen_BB015 | Onshore Wind >= 1MW | MW | HydrogenEvolution | 24.1 | 24.1 | 24.1 | 24.1 | 24.1 | 24.1 | 24.219 | 24.363 | 24.528 | 24.718 | 0 | 0 | 0 | 0 | 0 | 0 | 0 | 0 | 0 | 0 | 0 | 0 | 0 | 0 | 0 | 0 | 0
Kingsnorth SGT | Wind Generation | Gen_BB015 | Onshore Wind >= 1MW | MW | HolisticTransition | 0 | 0 | 0 | 0 | 0 | 0 | 0.086 | 0.191 | 0.312 | 0.449 | 0.533 | 0.654 | 0.757 | 0.863 | 0.983 | 1.102 | 1.224 | 1.31 | 1.448 | 1.568 | 1.669 | 1.774 | 1.912 | 2.015 | 2.135 | 2.273 | 2.391
Kingsnorth SGT | Wind Generation | Gen_BB015 | Onshore Wind >= 1MW | MW | FallingBehind | 0 | 0 | 0 | 0 | 0 | 0 | 0.086 | 0.191 | 0.312 | 0.449 | 0.533 | 0.654 | 0.757 | 0.863 | 0.983 | 1.102 | 1.224 | 1.31 | 1.448 | 1.568 | 1.669 | 1.774 | 1.912 | 2.015 | 2.135 | 2.273 | 2.391
Kingsnorth SGT | Wind Generation | Gen_BB015 | Onshore Wind >= 1MW | MW | ElectricEngagement | 0 | 0 | 0 | 0 | 0 | 0 | 0.295 | 0.621 | 0.94 | 1.265 | 1.789 | 2.216 | 2.648 | 3.133 | 3.616 | 4.154 | 4.692 | 5.376 | 5.89 | 6.426 | 6.859 | 7.286 | 7.502 | 7.556 | 7.61 | 7.638 | 7.638
Kingsnorth SGT | Wind Generation | Gen_BB015 | Onshore Wind >= 1MW | MW | HydrogenEvolution | 0 | 0 | 0 | 0 | 0 | 0 | 0.086 | 0.191 | 0.312 | 0.449 | 0.533 | 0.654 | 0.757 | 0.863 | 0.983 | 1.102 | 1.224 | 1.31 | 1.448 | 1.568 | 1.669 | 1.774 | 1.912 | 2.015 | 2.135 | 2.273 | 2.391
Laleham SGT | Wind Generation | Gen_BB015 | Onshore Wind >= 1MW | MW | HolisticTransition | 0 | 0 | 0 | 0 | 0 | 0 | 0 | 0 | 0 | 0 | 0 | 0 | 0 | 0 | 0 | 0 | 0 | 0 | 0 | 0 | 0 | 0 | 0 | 0 | 0 | 0 | 0
Laleham SGT | Wind Generation | Gen_BB015 | Onshore Wind >= 1MW | MW | FallingBehind | 0 | 0 | 0 | 0 | 0 | 0 | 0 | 0 | 0 | 0 | 0 | 0 | 0 | 0 | 0 | 0 | 0 | 0 | 0 | 0 | 0 | 0 | 0 | 0 | 0 | 0 | 0
Laleham SGT | Wind Generation | Gen_BB015 | Onshore Wind >= 1MW | MW | ElectricEngagement | 0 | 0 | 0 | 0 | 0 | 0 | 0 | 0 | 0 | 0 | 0 | 0 | 0 | 0 | 0 | 0 | 0 | 0 | 0 | 0 | 0 | 0 | 0 | 0 | 0 | 0 | 0
Laleham SGT | Wind Generation | Gen_BB015 | Onshore Wind >= 1MW | MW | HydrogenEvolution | 0 | 0 | 0 | 0 | 0 | 0 | 0 | 0 | 0 | 0 | 0 | 0 | 0 | 0 | 0 | 0 | 0 | 0 | 0 | 0 | 0 | 0 | 0 | 0 | 0 | 0 | 0
Little Horsted SGT | Wind Generation | Gen_BB015 | Onshore Wind >= 1MW | MW | HolisticTransition | 0 | 0 | 0 | 0 | 0 | 0 | 0.162 | 0.36 | 0.59 | 0.853 | 1.015 | 1.244 | 1.441 | 1.636 | 1.864 | 2.094 | 2.323 | 2.485 | 2.748 | 2.975 | 3.17 | 3.366 | 3.627 | 3.822 | 4.053 | 4.314 | 4.541
Little Horsted SGT | Wind Generation | Gen_BB015 | Onshore Wind >= 1MW | MW | FallingBehind | 0 | 0 | 0 | 0 | 0 | 0 | 0.162 | 0.36 | 0.59 | 0.853 | 1.015 | 1.244 | 1.441 | 1.636 | 1.864 | 2.094 | 2.323 | 2.485 | 2.748 | 2.975 | 3.17 | 3.366 | 3.627 | 3.822 | 4.053 | 4.314 | 4.541
Little Horsted SGT | Wind Generation | Gen_BB015 | Onshore Wind >= 1MW | MW | ElectricEngagement | 0 | 0 | 0 | 0 | 0 | 0 | 0.562 | 1.176 | 1.788 | 2.399 | 3.392 | 4.21 | 5.027 | 5.946 | 6.864 | 7.885 | 8.905 | 10.205 | 11.175 | 12.197 | 13.012 | 13.831 | 14.24 | 14.34 | 14.443 | 14.493 | 14.493
Little Horsted SGT | Wind Generation | Gen_BB015 | Onshore Wind >= 1MW | MW | HydrogenEvolution | 0 | 0 | 0 | 0 | 0 | 0 | 0.162 | 0.36 | 0.59 | 0.853 | 1.015 | 1.244 | 1.441 | 1.636 | 1.864 | 2.094 | 2.323 | 2.485 | 2.748 | 2.975 | 3.17 | 3.366 | 3.627 | 3.822 | 4.053 | 4.314 | 4.541
Littlebrook SGT | Wind Generation | Gen_BB015 | Onshore Wind >= 1MW | MW | HolisticTransition | 0 | 0 | 0 | 0 | 0 | 0 | 0.001 | 0.001 | 0.002 | 0.002 | 0.002 | 0.003 | 0.004 | 0.004 | 0.005 | 0.005 | 0.006 | 0.007 | 0.007 | 0.008 | 0.008 | 0.008 | 0.01 | 0.01 | 0.01 | 0.011 | 0.011
Littlebrook SGT | Wind Generation | Gen_BB015 | Onshore Wind >= 1MW | MW | FallingBehind | 0 | 0 | 0 | 0 | 0 | 0 | 0.001 | 0.001 | 0.002 | 0.002 | 0.002 | 0.003 | 0.004 | 0.004 | 0.005 | 0.005 | 0.006 | 0.007 | 0.007 | 0.008 | 0.008 | 0.008 | 0.01 | 0.01 | 0.01 | 0.011 | 0.011
Littlebrook SGT | Wind Generation | Gen_BB015 | Onshore Wind >= 1MW | MW | ElectricEngagement | 0 | 0 | 0 | 0 | 0 | 0 | 0.001 | 0.003 | 0.005 | 0.006 | 0.008 | 0.011 | 0.013 | 0.015 | 0.017 | 0.02 | 0.023 | 0.026 | 0.028 | 0.031 | 0.033 | 0.035 | 0.036 | 0.037 | 0.037 | 0.037 | 0.037
Littlebrook SGT | Wind Generation | Gen_BB015 | Onshore Wind >= 1MW | MW | HydrogenEvolution | 0 | 0 | 0 | 0 | 0 | 0 | 0.001 | 0.001 | 0.002 | 0.002 | 0.002 | 0.003 | 0.004 | 0.004 | 0.005 | 0.005 | 0.006 | 0.007 | 0.007 | 0.008 | 0.008 | 0.008 | 0.01 | 0.01 | 0.01 | 0.011 | 0.011
Ninfield SGT | Wind Generation | Gen_BB015 | Onshore Wind >= 1MW | MW | HolisticTransition | 71.5 | 71.5 | 71.5 | 71.5 | 71.5 | 71.5 | 71.854 | 72.275 | 72.774 | 73.343 | 73.694 | 74.186 | 74.607 | 75.031 | 75.525 | 76.017 | 76.515 | 76.865 | 77.431 | 77.919 | 78.344 | 78.767 | 79.335 | 79.753 | 80.248 | 80.809 | 81.307
Ninfield SGT | Wind Generation | Gen_BB015 | Onshore Wind >= 1MW | MW | FallingBehind | 71.5 | 71.5 | 71.5 | 71.5 | 71.5 | 71.5 | 71.854 | 72.275 | 72.774 | 73.343 | 73.694 | 74.186 | 74.607 | 75.031 | 75.525 | 76.017 | 76.515 | 76.865 | 77.431 | 77.919 | 78.344 | 78.767 | 79.335 | 79.753 | 80.248 | 80.809 | 81.307
Ninfield SGT | Wind Generation | Gen_BB015 | Onshore Wind >= 1MW | MW | ElectricEngagement | 71.5 | 71.5 | 71.5 | 71.5 | 71.5 | 71.5 | 72.709 | 74.034 | 75.352 | 76.677 | 78.822 | 80.585 | 82.348 | 84.332 | 86.316 | 88.516 | 90.724 | 93.529 | 95.624 | 97.823 | 99.587 | 101.347 | 102.233 | 102.45 | 102.67 | 102.781 | 102.781
Ninfield SGT | Wind Generation | Gen_BB015 | Onshore Wind >= 1MW | MW | HydrogenEvolution | 71.5 | 71.5 | 71.5 | 71.5 | 71.5 | 71.5 | 71.854 | 72.275 | 72.774 | 73.343 | 73.694 | 74.186 | 74.607 | 75.031 | 75.525 | 76.017 | 76.515 | 76.865 | 77.431 | 77.919 | 78.344 | 78.767 | 79.335 | 79.753 | 80.248 | 80.809 | 81.307
Northfleet SGT | Wind Generation | Gen_BB015 | Onshore Wind >= 1MW | MW | HolisticTransition | 0 | 0 | 0 | 0 | 0 | 0 | 0.28 | 0.616 | 1.009 | 1.46 | 1.737 | 2.129 | 2.467 | 2.805 | 3.195 | 3.583 | 3.979 | 4.259 | 4.709 | 5.1 | 5.43 | 5.771 | 6.22 | 6.552 | 6.945 | 7.393 | 7.782
Northfleet SGT | Wind Generation | Gen_BB015 | Onshore Wind >= 1MW | MW | FallingBehind | 0 | 0 | 0 | 0 | 0 | 0 | 0.28 | 0.616 | 1.009 | 1.46 | 1.737 | 2.129 | 2.467 | 2.805 | 3.195 | 3.583 | 3.979 | 4.259 | 4.709 | 5.1 | 5.43 | 5.771 | 6.22 | 6.552 | 6.945 | 7.393 | 7.782
Northfleet SGT | Wind Generation | Gen_BB015 | Onshore Wind >= 1MW | MW | ElectricEngagement | 0 | 0 | 0 | 0 | 0 | 0 | 0.962 | 2.011 | 3.064 | 4.117 | 5.817 | 7.221 | 8.622 | 10.2 | 11.774 | 13.531 | 15.284 | 17.506 | 19.173 | 20.925 | 22.329 | 23.729 | 24.431 | 24.607 | 24.783 | 24.871 | 24.871
Northfleet SGT | Wind Generation | Gen_BB015 | Onshore Wind >= 1MW | MW | HydrogenEvolution | 0 | 0 | 0 | 0 | 0 | 0 | 0.28 | 0.616 | 1.009 | 1.46 | 1.737 | 2.129 | 2.467 | 2.805 | 3.195 | 3.583 | 3.979 | 4.259 | 4.709 | 5.1 | 5.43 | 5.771 | 6.22 | 6.552 | 6.945 | 7.393 | 7.782
Sellindge SGT2 & 3 & Richborough SGT | Wind Generation | Gen_BB015 | Onshore Wind >= 1MW | MW | HolisticTransition | 0 | 0 | 0 | 0 | 0 | 0 | 0.229 | 0.507 | 0.835 | 1.206 | 1.435 | 1.758 | 2.035 | 2.315 | 2.637 | 2.957 | 3.282 | 3.513 | 3.884 | 4.207 | 4.481 | 4.759 | 5.131 | 5.407 | 5.731 | 6.103 | 6.424
Sellindge SGT2 & 3 & Richborough SGT | Wind Generation | Gen_BB015 | Onshore Wind >= 1MW | MW | FallingBehind | 0 | 0 | 0 | 0 | 0 | 0 | 0.229 | 0.507 | 0.835 | 1.206 | 1.435 | 1.758 | 2.035 | 2.315 | 2.637 | 2.957 | 3.282 | 3.513 | 3.884 | 4.207 | 4.481 | 4.759 | 5.131 | 5.407 | 5.731 | 6.103 | 6.424
Sellindge SGT2 & 3 & Richborough SGT | Wind Generation | Gen_BB015 | Onshore Wind >= 1MW | MW | ElectricEngagement | 0 | 0 | 0 | 0 | 0 | 0 | 0.793 | 1.657 | 2.523 | 3.391 | 4.796 | 5.954 | 7.106 | 8.409 | 9.707 | 11.15 | 12.593 | 14.434 | 15.806 | 17.251 | 18.406 | 19.56 | 20.135 | 20.283 | 20.425 | 20.497 | 20.497
Sellindge SGT2 & 3 & Richborough SGT | Wind Generation | Gen_BB015 | Onshore Wind >= 1MW | MW | HydrogenEvolution | 0 | 0 | 0 | 0 | 0 | 0 | 0.229 | 0.507 | 0.835 | 1.206 | 1.435 | 1.758 | 2.035 | 2.315 | 2.637 | 2.957 | 3.282 | 3.513 | 3.884 | 4.207 | 4.481 | 4.759 | 5.131 | 5.407 | 5.731 | 6.103 | 6.424
Sellindge SGT5A SGT6 | Wind Generation | Gen_BB015 | Onshore Wind >= 1MW | MW | HolisticTransition | 0 | 0 | 0 | 0 | 0 | 0 | 0 | 0 | 0 | 0 | 0 | 0 | 0 | 0 | 0 | 0 | 0 | 0 | 0 | 0 | 0 | 0 | 0 | 0 | 0 | 0 | 0
Sellindge SGT5A SGT6 | Wind Generation | Gen_BB015 | Onshore Wind >= 1MW | MW | FallingBehind | 0 | 0 | 0 | 0 | 0 | 0 | 0 | 0 | 0 | 0 | 0 | 0 | 0 | 0 | 0 | 0 | 0 | 0 | 0 | 0 | 0 | 0 | 0 | 0 | 0 | 0 | 0
Sellindge SGT5A SGT6 | Wind Generation | Gen_BB015 | Onshore Wind >= 1MW | MW | ElectricEngagement | 0 | 0 | 0 | 0 | 0 | 0 | 0 | 0 | 0 | 0 | 0 | 0 | 0 | 0 | 0 | 0 | 0 | 0 | 0 | 0 | 0 | 0 | 0 | 0 | 0 | 0 | 0
Sellindge SGT5A SGT6 | Wind Generation | Gen_BB015 | Onshore Wind >= 1MW | MW | HydrogenEvolution | 0 | 0 | 0 | 0 | 0 | 0 | 0 | 0 | 0 | 0 | 0 | 0 | 0 | 0 | 0 | 0 | 0 | 0 | 0 | 0 | 0 | 0 | 0 | 0 | 0 | 0 | 0
West Weybridge SGT | Wind Generation | Gen_BB015 | Onshore Wind >= 1MW | MW | HolisticTransition | 0 | 0 | 0 | 0 | 0 | 0 | 0.113 | 0.25 | 0.406 | 0.587 | 0.699 | 0.854 | 0.992 | 1.125 | 1.28 | 1.438 | 1.598 | 1.708 | 1.89 | 2.046 | 2.177 | 2.319 | 2.496 | 2.627 | 2.788 | 2.964 | 3.121
West Weybridge SGT | Wind Generation | Gen_BB015 | Onshore Wind >= 1MW | MW | FallingBehind | 0 | 0 | 0 | 0 | 0 | 0 | 0.113 | 0.25 | 0.406 | 0.587 | 0.699 | 0.854 | 0.992 | 1.125 | 1.28 | 1.438 | 1.598 | 1.708 | 1.89 | 2.046 | 2.177 | 2.319 | 2.496 | 2.627 | 2.788 | 2.964 | 3.121
West Weybridge SGT | Wind Generation | Gen_BB015 | Onshore Wind >= 1MW | MW | ElectricEngagement | 0 | 0 | 0 | 0 | 0 | 0 | 0.382 | 0.805 | 1.228 | 1.648 | 2.328 | 2.889 | 3.45 | 4.084 | 4.718 | 5.412 | 6.115 | 7.007 | 7.678 | 8.378 | 8.94 | 9.5 | 9.783 | 9.854 | 9.925 | 9.958 | 9.958
West Weybridge SGT | Wind Generation | Gen_BB015 | Onshore Wind >= 1MW | MW | HydrogenEvolution | 0 | 0 | 0 | 0 | 0 | 0 | 0.113 | 0.25 | 0.406 | 0.587 | 0.699 | 0.854 | 0.992 | 1.125 | 1.28 | 1.438 | 1.598 | 1.708 | 1.89 | 2.046 | 2.177 | 2.319 | 2.496 | 2.627 | 2.788 | 2.964 | 3.121
Beddington SGT | Wind Generation | Gen_BB016 | Onshore Wind < 1MW | MW | HolisticTransition | 0 | 0 | 0 | 0 | 0 | 0 | 0.004 | 0.01 | 0.016 | 0.023 | 0.028 | 0.034 | 0.039 | 0.045 | 0.051 | 0.057 | 0.063 | 0.068 | 0.075 | 0.081 | 0.086 | 0.091 | 0.099 | 0.104 | 0.11 | 0.117 | 0.123
Beddington SGT | Wind Generation | Gen_BB016 | Onshore Wind < 1MW | MW | FallingBehind | 0 | 0 | 0 | 0 | 0 | 0 | 0.004 | 0.01 | 0.016 | 0.023 | 0.028 | 0.034 | 0.039 | 0.045 | 0.051 | 0.057 | 0.063 | 0.068 | 0.075 | 0.081 | 0.086 | 0.091 | 0.099 | 0.104 | 0.11 | 0.117 | 0.123
Beddington SGT | Wind Generation | Gen_BB016 | Onshore Wind < 1MW | MW | ElectricEngagement | 0 | 0 | 0 | 0 | 0 | 0 | 0.015 | 0.032 | 0.048 | 0.065 | 0.092 | 0.114 | 0.137 | 0.161 | 0.186 | 0.214 | 0.242 | 0.277 | 0.303 | 0.33 | 0.353 | 0.375 | 0.386 | 0.389 | 0.392 | 0.393 | 0.393
Beddington SGT | Wind Generation | Gen_BB016 | Onshore Wind < 1MW | MW | HydrogenEvolution | 0 | 0 | 0 | 0 | 0 | 0 | 0.004 | 0.01 | 0.016 | 0.023 | 0.028 | 0.034 | 0.039 | 0.045 | 0.051 | 0.057 | 0.063 | 0.068 | 0.075 | 0.081 | 0.086 | 0.091 | 0.099 | 0.104 | 0.11 | 0.117 | 0.123
Bolney SGT | Wind Generation | Gen_BB016 | Onshore Wind < 1MW | MW | HolisticTransition | 0 | 0 | 0 | 0 | 0 | 0 | 0.07 | 0.155 | 0.254 | 0.367 | 0.437 | 0.536 | 0.621 | 0.705 | 0.803 | 0.902 | 1.001 | 1.071 | 1.183 | 1.281 | 1.366 | 1.45 | 1.563 | 1.647 | 1.745 | 1.858 | 1.956
Bolney SGT | Wind Generation | Gen_BB016 | Onshore Wind < 1MW | MW | FallingBehind | 0 | 0 | 0 | 0 | 0 | 0 | 0.07 | 0.155 | 0.254 | 0.367 | 0.437 | 0.536 | 0.621 | 0.705 | 0.803 | 0.902 | 1.001 | 1.071 | 1.183 | 1.281 | 1.366 | 1.45 | 1.563 | 1.647 | 1.745 | 1.858 | 1.956
Bolney SGT | Wind Generation | Gen_BB016 | Onshore Wind < 1MW | MW | ElectricEngagement | 0 | 0 | 0 | 0 | 0 | 0 | 0.242 | 0.506 | 0.77 | 1.034 | 1.462 | 1.814 | 2.166 | 2.561 | 2.957 | 3.397 | 3.836 | 4.396 | 4.814 | 5.254 | 5.606 | 5.958 | 6.134 | 6.177 | 6.221 | 6.243 | 6.243
Bolney SGT | Wind Generation | Gen_BB016 | Onshore Wind < 1MW | MW | HydrogenEvolution | 0 | 0 | 0 | 0 | 0 | 0 | 0.07 | 0.155 | 0.254 | 0.367 | 0.437 | 0.536 | 0.621 | 0.705 | 0.803 | 0.902 | 1.001 | 1.071 | 1.183 | 1.281 | 1.366 | 1.45 | 1.563 | 1.647 | 1.745 | 1.858 | 1.956
Canterbury SGT | Wind Generation | Gen_BB016 | Onshore Wind < 1MW | MW | HolisticTransition | 0 | 0 | 0 | 0 | 0 | 0 | 0.013 | 0.03 | 0.05 | 0.072 | 0.085 | 0.105 | 0.122 | 0.138 | 0.157 | 0.176 | 0.196 | 0.209 | 0.232 | 0.251 | 0.267 | 0.284 | 0.306 | 0.322 | 0.342 | 0.364 | 0.383
Canterbury SGT | Wind Generation | Gen_BB016 | Onshore Wind < 1MW | MW | FallingBehind | 0 | 0 | 0 | 0 | 0 | 0 | 0.013 | 0.03 | 0.05 | 0.072 | 0.085 | 0.105 | 0.122 | 0.138 | 0.157 | 0.176 | 0.196 | 0.209 | 0.232 | 0.251 | 0.267 | 0.284 | 0.306 | 0.322 | 0.342 | 0.364 | 0.383
Canterbury SGT | Wind Generation | Gen_BB016 | Onshore Wind < 1MW | MW | ElectricEngagement | 0 | 0 | 0 | 0 | 0 | 0 | 0.047 | 0.099 | 0.15 | 0.202 | 0.286 | 0.355 | 0.424 | 0.501 | 0.579 | 0.665 | 0.751 | 0.86 | 0.942 | 1.028 | 1.097 | 1.166 | 1.2 | 1.209 | 1.217 | 1.222 | 1.222
Canterbury SGT | Wind Generation | Gen_BB016 | Onshore Wind < 1MW | MW | HydrogenEvolution | 0 | 0 | 0 | 0 | 0 | 0 | 0.013 | 0.03 | 0.05 | 0.072 | 0.085 | 0.105 | 0.122 | 0.138 | 0.157 | 0.176 | 0.196 | 0.209 | 0.232 | 0.251 | 0.267 | 0.284 | 0.306 | 0.322 | 0.342 | 0.364 | 0.383
Chessington SGT 1 & SGT 4A | Wind Generation | Gen_BB016 | Onshore Wind < 1MW | MW | HolisticTransition | 0 | 0 | 0 | 0 | 0 | 0 | 0.001 | 0.003 | 0.005 | 0.006 | 0.008 | 0.01 | 0.011 | 0.013 | 0.015 | 0.016 | 0.018 | 0.019 | 0.021 | 0.023 | 0.024 | 0.026 | 0.028 | 0.03 | 0.032 | 0.033 | 0.035
Chessington SGT 1 & SGT 4A | Wind Generation | Gen_BB016 | Onshore Wind < 1MW | MW | FallingBehind | 0 | 0 | 0 | 0 | 0 | 0 | 0.001 | 0.003 | 0.005 | 0.006 | 0.008 | 0.01 | 0.011 | 0.013 | 0.015 | 0.016 | 0.018 | 0.019 | 0.021 | 0.023 | 0.024 | 0.026 | 0.028 | 0.03 | 0.032 | 0.033 | 0.035
Chessington SGT 1 & SGT 4A | Wind Generation | Gen_BB016 | Onshore Wind < 1MW | MW | ElectricEngagement | 0 | 0 | 0 | 0 | 0 | 0 | 0.004 | 0.009 | 0.014 | 0.019 | 0.027 | 0.033 | 0.039 | 0.047 | 0.054 | 0.061 | 0.069 | 0.079 | 0.087 | 0.095 | 0.101 | 0.108 | 0.111 | 0.112 | 0.112 | 0.113 | 0.113
Chessington SGT 1 & SGT 4A | Wind Generation | Gen_BB016 | Onshore Wind < 1MW | MW | HydrogenEvolution | 0 | 0 | 0 | 0 | 0 | 0 | 0.001 | 0.003 | 0.005 | 0.006 | 0.008 | 0.01 | 0.011 | 0.013 | 0.015 | 0.016 | 0.018 | 0.019 | 0.021 | 0.023 | 0.024 | 0.026 | 0.028 | 0.03 | 0.032 | 0.033 | 0.035
Chessington SGT 2 & SGT 4B | Wind Generation | Gen_BB016 | Onshore Wind < 1MW | MW | HolisticTransition | 0 | 0 | 0 | 0 | 0 | 0 | 0 | 0 | 0 | 0 | 0 | 0 | 0 | 0 | 0 | 0 | 0 | 0 | 0 | 0 | 0 | 0 | 0 | 0 | 0 | 0 | 0
Chessington SGT 2 & SGT 4B | Wind Generation | Gen_BB016 | Onshore Wind < 1MW | MW | FallingBehind | 0 | 0 | 0 | 0 | 0 | 0 | 0 | 0 | 0 | 0 | 0 | 0 | 0 | 0 | 0 | 0 | 0 | 0 | 0 | 0 | 0 | 0 | 0 | 0 | 0 | 0 | 0
Chessington SGT 2 & SGT 4B | Wind Generation | Gen_BB016 | Onshore Wind < 1MW | MW | ElectricEngagement | 0 | 0 | 0 | 0 | 0 | 0 | 0 | 0 | 0 | 0 | 0 | 0 | 0 | 0.001 | 0.001 | 0.001 | 0.001 | 0.001 | 0.001 | 0.001 | 0.001 | 0.001 | 0.001 | 0.001 | 0.001 | 0.001 | 0.001
Chessington SGT 2 & SGT 4B | Wind Generation | Gen_BB016 | Onshore Wind < 1MW | MW | HydrogenEvolution | 0 | 0 | 0 | 0 | 0 | 0 | 0 | 0 | 0 | 0 | 0 | 0 | 0 | 0 | 0 | 0 | 0 | 0 | 0 | 0 | 0 | 0 | 0 | 0 | 0 | 0 | 0
Kemsley SGT | Wind Generation | Gen_BB016 | Onshore Wind < 1MW | MW | HolisticTransition | 0 | 0 | 0 | 0 | 0 | 0 | 0 | 0 | 0 | 0 | 0.092 | 0.113 | 0.13 | 0.148 | 0.169 | 0.189 | 0.21 | 0.225 | 0.248 | 0.269 | 0.287 | 0.304 | 0.328 | 0.345 | 0.366 | 0.39 | 0.41
Kemsley SGT | Wind Generation | Gen_BB016 | Onshore Wind < 1MW | MW | FallingBehind | 0 | 0 | 0 | 0 | 0 | 0 | 0 | 0 | 0 | 0 | 0.092 | 0.113 | 0.13 | 0.148 | 0.169 | 0.189 | 0.21 | 0.225 | 0.248 | 0.269 | 0.287 | 0.304 | 0.328 | 0.345 | 0.366 | 0.39 | 0.41
Kemsley SGT | Wind Generation | Gen_BB016 | Onshore Wind < 1MW | MW | ElectricEngagement | 0 | 0 | 0 | 0 | 0 | 0 | 0 | 0 | 0 | 0 | 0.306 | 0.38 | 0.454 | 0.537 | 0.62 | 0.712 | 0.804 | 0.921 | 1.009 | 1.101 | 1.175 | 1.249 | 1.285 | 1.295 | 1.304 | 1.308 | 1.308
Kemsley SGT | Wind Generation | Gen_BB016 | Onshore Wind < 1MW | MW | HydrogenEvolution | 0 | 0 | 0 | 0 | 0 | 0 | 0 | 0 | 0 | 0 | 0.092 | 0.113 | 0.13 | 0.148 | 0.169 | 0.189 | 0.21 | 0.225 | 0.248 | 0.269 | 0.287 | 0.304 | 0.328 | 0.345 | 0.366 | 0.39 | 0.41
Kemsley SGT 3A | Wind Generation | Gen_BB016 | Onshore Wind < 1MW | MW | HolisticTransition | 0 | 0 | 0 | 0 | 0 | 0 | 0 | 0 | 0 | 0 | 0 | 0 | 0 | 0 | 0 | 0 | 0 | 0 | 0 | 0 | 0 | 0 | 0 | 0 | 0 | 0 | 0
Kemsley SGT 3A | Wind Generation | Gen_BB016 | Onshore Wind < 1MW | MW | FallingBehind | 0 | 0 | 0 | 0 | 0 | 0 | 0 | 0 | 0 | 0 | 0 | 0 | 0 | 0 | 0 | 0 | 0 | 0 | 0 | 0 | 0 | 0 | 0 | 0 | 0 | 0 | 0
Kemsley SGT 3A | Wind Generation | Gen_BB016 | Onshore Wind < 1MW | MW | ElectricEngagement | 0 | 0 | 0 | 0 | 0 | 0 | 0 | 0 | 0 | 0 | 0 | 0 | 0 | 0 | 0 | 0 | 0 | 0 | 0 | 0 | 0 | 0 | 0 | 0 | 0 | 0 | 0
Kemsley SGT 3A | Wind Generation | Gen_BB016 | Onshore Wind < 1MW | MW | HydrogenEvolution | 0 | 0 | 0 | 0 | 0 | 0 | 0 | 0 | 0 | 0 | 0 | 0 | 0 | 0 | 0 | 0 | 0 | 0 | 0 | 0 | 0 | 0 | 0 | 0 | 0 | 0 | 0
Kemsley SGT1 & 2 | Wind Generation | Gen_BB016 | Onshore Wind < 1MW | MW | HolisticTransition | 0 | 0 | 0 | 0 | 0 | 0 | 0.015 | 0.033 | 0.053 | 0.077 | 0 | 0 | 0 | 0 | 0 | 0 | 0 | 0 | 0 | 0 | 0 | 0 | 0 | 0 | 0 | 0 | 0
Kemsley SGT1 & 2 | Wind Generation | Gen_BB016 | Onshore Wind < 1MW | MW | FallingBehind | 0 | 0 | 0 | 0 | 0 | 0 | 0.015 | 0.033 | 0.053 | 0.077 | 0 | 0 | 0 | 0 | 0 | 0 | 0 | 0 | 0 | 0 | 0 | 0 | 0 | 0 | 0 | 0 | 0
Kemsley SGT1 & 2 | Wind Generation | Gen_BB016 | Onshore Wind < 1MW | MW | ElectricEngagement | 0 | 0 | 0 | 0 | 0 | 0 | 0.051 | 0.106 | 0.161 | 0.216 | 0 | 0 | 0 | 0 | 0 | 0 | 0 | 0 | 0 | 0 | 0 | 0 | 0 | 0 | 0 | 0 | 0
Kemsley SGT1 & 2 | Wind Generation | Gen_BB016 | Onshore Wind < 1MW | MW | HydrogenEvolution | 0 | 0 | 0 | 0 | 0 | 0 | 0.015 | 0.033 | 0.053 | 0.077 | 0 | 0 | 0 | 0 | 0 | 0 | 0 | 0 | 0 | 0 | 0 | 0 | 0 | 0 | 0 | 0 | 0
Kingsnorth SGT | Wind Generation | Gen_BB016 | Onshore Wind < 1MW | MW | HolisticTransition | 0 | 0 | 0 | 0 | 0 | 0 | 0.011 | 0.024 | 0.039 | 0.056 | 0.067 | 0.082 | 0.095 | 0.108 | 0.123 | 0.138 | 0.153 | 0.164 | 0.181 | 0.196 | 0.209 | 0.222 | 0.239 | 0.252 | 0.267 | 0.284 | 0.299
Kingsnorth SGT | Wind Generation | Gen_BB016 | Onshore Wind < 1MW | MW | FallingBehind | 0 | 0 | 0 | 0 | 0 | 0 | 0.011 | 0.024 | 0.039 | 0.056 | 0.067 | 0.082 | 0.095 | 0.108 | 0.123 | 0.138 | 0.153 | 0.164 | 0.181 | 0.196 | 0.209 | 0.222 | 0.239 | 0.252 | 0.267 | 0.284 | 0.299
Kingsnorth SGT | Wind Generation | Gen_BB016 | Onshore Wind < 1MW | MW | ElectricEngagement | 0 | 0 | 0 | 0 | 0 | 0 | 0.037 | 0.078 | 0.117 | 0.158 | 0.224 | 0.277 | 0.331 | 0.392 | 0.452 | 0.519 | 0.586 | 0.672 | 0.736 | 0.803 | 0.857 | 0.911 | 0.938 | 0.944 | 0.951 | 0.955 | 0.955
Kingsnorth SGT | Wind Generation | Gen_BB016 | Onshore Wind < 1MW | MW | HydrogenEvolution | 0 | 0 | 0 | 0 | 0 | 0 | 0.011 | 0.024 | 0.039 | 0.056 | 0.067 | 0.082 | 0.095 | 0.108 | 0.123 | 0.138 | 0.153 | 0.164 | 0.181 | 0.196 | 0.209 | 0.222 | 0.239 | 0.252 | 0.267 | 0.284 | 0.299
Laleham SGT | Wind Generation | Gen_BB016 | Onshore Wind < 1MW | MW | HolisticTransition | 0 | 0 | 0 | 0 | 0 | 0 | 0 | 0 | 0 | 0 | 0 | 0 | 0 | 0 | 0 | 0 | 0 | 0 | 0 | 0 | 0 | 0 | 0 | 0 | 0 | 0 | 0
Laleham SGT | Wind Generation | Gen_BB016 | Onshore Wind < 1MW | MW | FallingBehind | 0 | 0 | 0 | 0 | 0 | 0 | 0 | 0 | 0 | 0 | 0 | 0 | 0 | 0 | 0 | 0 | 0 | 0 | 0 | 0 | 0 | 0 | 0 | 0 | 0 | 0 | 0
Laleham SGT | Wind Generation | Gen_BB016 | Onshore Wind < 1MW | MW | ElectricEngagement | 0 | 0 | 0 | 0 | 0 | 0 | 0 | 0 | 0 | 0 | 0 | 0 | 0 | 0 | 0 | 0 | 0 | 0 | 0 | 0 | 0 | 0 | 0 | 0 | 0 | 0 | 0
Laleham SGT | Wind Generation | Gen_BB016 | Onshore Wind < 1MW | MW | HydrogenEvolution | 0 | 0 | 0 | 0 | 0 | 0 | 0 | 0 | 0 | 0 | 0 | 0 | 0 | 0 | 0 | 0 | 0 | 0 | 0 | 0 | 0 | 0 | 0 | 0 | 0 | 0 | 0
Little Horsted SGT | Wind Generation | Gen_BB016 | Onshore Wind < 1MW | MW | HolisticTransition | 0 | 0 | 0 | 0 | 0 | 0 | 0.02 | 0.045 | 0.074 | 0.107 | 0.127 | 0.155 | 0.18 | 0.205 | 0.233 | 0.262 | 0.29 | 0.311 | 0.344 | 0.372 | 0.396 | 0.421 | 0.453 | 0.478 | 0.507 | 0.539 | 0.568
Little Horsted SGT | Wind Generation | Gen_BB016 | Onshore Wind < 1MW | MW | FallingBehind | 0 | 0 | 0 | 0 | 0 | 0 | 0.02 | 0.045 | 0.074 | 0.107 | 0.127 | 0.155 | 0.18 | 0.205 | 0.233 | 0.262 | 0.29 | 0.311 | 0.344 | 0.372 | 0.396 | 0.421 | 0.453 | 0.478 | 0.507 | 0.539 | 0.568
Little Horsted SGT | Wind Generation | Gen_BB016 | Onshore Wind < 1MW | MW | ElectricEngagement | 0 | 0 | 0 | 0 | 0 | 0 | 0.07 | 0.147 | 0.223 | 0.3 | 0.424 | 0.526 | 0.628 | 0.743 | 0.858 | 0.986 | 1.113 | 1.276 | 1.397 | 1.525 | 1.627 | 1.729 | 1.78 | 1.793 | 1.805 | 1.812 | 1.812
Little Horsted SGT | Wind Generation | Gen_BB016 | Onshore Wind < 1MW | MW | HydrogenEvolution | 0 | 0 | 0 | 0 | 0 | 0 | 0.02 | 0.045 | 0.074 | 0.107 | 0.127 | 0.155 | 0.18 | 0.205 | 0.233 | 0.262 | 0.29 | 0.311 | 0.344 | 0.372 | 0.396 | 0.421 | 0.453 | 0.478 | 0.507 | 0.539 | 0.568
Littlebrook SGT | Wind Generation | Gen_BB016 | Onshore Wind < 1MW | MW | HolisticTransition | 0 | 0 | 0 | 0 | 0 | 0 | 0 | 0 | 0 | 0 | 0 | 0 | 0 | 0.001 | 0.001 | 0.001 | 0.001 | 0.001 | 0.001 | 0.001 | 0.001 | 0.001 | 0.001 | 0.001 | 0.001 | 0.001 | 0.001
Littlebrook SGT | Wind Generation | Gen_BB016 | Onshore Wind < 1MW | MW | FallingBehind | 0 | 0 | 0 | 0 | 0 | 0 | 0 | 0 | 0 | 0 | 0 | 0 | 0 | 0.001 | 0.001 | 0.001 | 0.001 | 0.001 | 0.001 | 0.001 | 0.001 | 0.001 | 0.001 | 0.001 | 0.001 | 0.001 | 0.001
Littlebrook SGT | Wind Generation | Gen_BB016 | Onshore Wind < 1MW | MW | ElectricEngagement | 0 | 0 | 0 | 0 | 0 | 0 | 0 | 0 | 0.001 | 0.001 | 0.001 | 0.001 | 0.002 | 0.002 | 0.002 | 0.002 | 0.003 | 0.003 | 0.004 | 0.004 | 0.004 | 0.004 | 0.005 | 0.005 | 0.005 | 0.005 | 0.005
Littlebrook SGT | Wind Generation | Gen_BB016 | Onshore Wind < 1MW | MW | HydrogenEvolution | 0 | 0 | 0 | 0 | 0 | 0 | 0 | 0 | 0 | 0 | 0 | 0 | 0 | 0.001 | 0.001 | 0.001 | 0.001 | 0.001 | 0.001 | 0.001 | 0.001 | 0.001 | 0.001 | 0.001 | 0.001 | 0.001 | 0.001
Ninfield SGT | Wind Generation | Gen_BB016 | Onshore Wind < 1MW | MW | HolisticTransition | 0 | 0 | 0 | 0 | 0 | 0 | 0.044 | 0.097 | 0.159 | 0.23 | 0.274 | 0.336 | 0.388 | 0.441 | 0.503 | 0.565 | 0.627 | 0.671 | 0.741 | 0.802 | 0.855 | 0.908 | 0.979 | 1.032 | 1.094 | 1.164 | 1.226
Ninfield SGT | Wind Generation | Gen_BB016 | Onshore Wind < 1MW | MW | FallingBehind | 0 | 0 | 0 | 0 | 0 | 0 | 0.044 | 0.097 | 0.159 | 0.23 | 0.274 | 0.336 | 0.388 | 0.441 | 0.503 | 0.565 | 0.627 | 0.671 | 0.741 | 0.802 | 0.855 | 0.908 | 0.979 | 1.032 | 1.094 | 1.164 | 1.226
Ninfield SGT | Wind Generation | Gen_BB016 | Onshore Wind < 1MW | MW | ElectricEngagement | 0 | 0 | 0 | 0 | 0 | 0 | 0.151 | 0.317 | 0.482 | 0.647 | 0.915 | 1.136 | 1.356 | 1.604 | 1.852 | 2.127 | 2.403 | 2.754 | 3.015 | 3.29 | 3.511 | 3.731 | 3.842 | 3.869 | 3.896 | 3.91 | 3.91
Ninfield SGT | Wind Generation | Gen_BB016 | Onshore Wind < 1MW | MW | HydrogenEvolution | 0 | 0 | 0 | 0 | 0 | 0 | 0.044 | 0.097 | 0.159 | 0.23 | 0.274 | 0.336 | 0.388 | 0.441 | 0.503 | 0.565 | 0.627 | 0.671 | 0.741 | 0.802 | 0.855 | 0.908 | 0.979 | 1.032 | 1.094 | 1.164 | 1.226
Northfleet SGT | Wind Generation | Gen_BB016 | Onshore Wind < 1MW | MW | HolisticTransition | 0 | 0 | 0 | 0 | 0 | 0 | 0.035 | 0.077 | 0.126 | 0.183 | 0.217 | 0.266 | 0.308 | 0.351 | 0.399 | 0.448 | 0.497 | 0.532 | 0.589 | 0.637 | 0.679 | 0.721 | 0.777 | 0.819 | 0.868 | 0.924 | 0.973
Northfleet SGT | Wind Generation | Gen_BB016 | Onshore Wind < 1MW | MW | FallingBehind | 0 | 0 | 0 | 0 | 0 | 0 | 0.035 | 0.077 | 0.126 | 0.183 | 0.217 | 0.266 | 0.308 | 0.351 | 0.399 | 0.448 | 0.497 | 0.532 | 0.589 | 0.637 | 0.679 | 0.721 | 0.777 | 0.819 | 0.868 | 0.924 | 0.973
Northfleet SGT | Wind Generation | Gen_BB016 | Onshore Wind < 1MW | MW | ElectricEngagement | 0 | 0 | 0 | 0 | 0 | 0 | 0.12 | 0.251 | 0.383 | 0.515 | 0.727 | 0.903 | 1.078 | 1.275 | 1.472 | 1.691 | 1.91 | 2.188 | 2.397 | 2.616 | 2.791 | 2.966 | 3.054 | 3.076 | 3.098 | 3.109 | 3.109
Northfleet SGT | Wind Generation | Gen_BB016 | Onshore Wind < 1MW | MW | HydrogenEvolution | 0 | 0 | 0 | 0 | 0 | 0 | 0.035 | 0.077 | 0.126 | 0.183 | 0.217 | 0.266 | 0.308 | 0.351 | 0.399 | 0.448 | 0.497 | 0.532 | 0.589 | 0.637 | 0.679 | 0.721 | 0.777 | 0.819 | 0.868 | 0.924 | 0.973
Sellindge SGT2 & 3 & Richborough SGT | Wind Generation | Gen_BB016 | Onshore Wind < 1MW | MW | HolisticTransition | 0 | 0 | 0 | 0 | 0 | 0 | 0.029 | 0.063 | 0.104 | 0.151 | 0.179 | 0.22 | 0.254 | 0.289 | 0.33 | 0.37 | 0.41 | 0.439 | 0.485 | 0.526 | 0.56 | 0.595 | 0.641 | 0.676 | 0.716 | 0.763 | 0.803
Sellindge SGT2 & 3 & Richborough SGT | Wind Generation | Gen_BB016 | Onshore Wind < 1MW | MW | FallingBehind | 0 | 0 | 0 | 0 | 0 | 0 | 0.029 | 0.063 | 0.104 | 0.151 | 0.179 | 0.22 | 0.254 | 0.289 | 0.33 | 0.37 | 0.41 | 0.439 | 0.485 | 0.526 | 0.56 | 0.595 | 0.641 | 0.676 | 0.716 | 0.763 | 0.803
Sellindge SGT2 & 3 & Richborough SGT | Wind Generation | Gen_BB016 | Onshore Wind < 1MW | MW | ElectricEngagement | 0 | 0 | 0 | 0 | 0 | 0 | 0.099 | 0.207 | 0.315 | 0.424 | 0.599 | 0.744 | 0.888 | 1.051 | 1.213 | 1.394 | 1.574 | 1.804 | 1.976 | 2.156 | 2.301 | 2.445 | 2.517 | 2.535 | 2.553 | 2.562 | 2.562
Sellindge SGT2 & 3 & Richborough SGT | Wind Generation | Gen_BB016 | Onshore Wind < 1MW | MW | HydrogenEvolution | 0 | 0 | 0 | 0 | 0 | 0 | 0.029 | 0.063 | 0.104 | 0.151 | 0.179 | 0.22 | 0.254 | 0.289 | 0.33 | 0.37 | 0.41 | 0.439 | 0.485 | 0.526 | 0.56 | 0.595 | 0.641 | 0.676 | 0.716 | 0.763 | 0.803
Sellindge SGT5A SGT6 | Wind Generation | Gen_BB016 | Onshore Wind < 1MW | MW | HolisticTransition | 0 | 0 | 0 | 0 | 0 | 0 | 0 | 0 | 0 | 0 | 0 | 0 | 0 | 0 | 0 | 0 | 0 | 0 | 0 | 0 | 0 | 0 | 0 | 0 | 0 | 0 | 0
Sellindge SGT5A SGT6 | Wind Generation | Gen_BB016 | Onshore Wind < 1MW | MW | FallingBehind | 0 | 0 | 0 | 0 | 0 | 0 | 0 | 0 | 0 | 0 | 0 | 0 | 0 | 0 | 0 | 0 | 0 | 0 | 0 | 0 | 0 | 0 | 0 | 0 | 0 | 0 | 0
Sellindge SGT5A SGT6 | Wind Generation | Gen_BB016 | Onshore Wind < 1MW | MW | ElectricEngagement | 0 | 0 | 0 | 0 | 0 | 0 | 0 | 0 | 0 | 0 | 0 | 0 | 0 | 0 | 0 | 0 | 0 | 0 | 0 | 0 | 0 | 0 | 0 | 0 | 0 | 0 | 0
Sellindge SGT5A SGT6 | Wind Generation | Gen_BB016 | Onshore Wind < 1MW | MW | HydrogenEvolution | 0 | 0 | 0 | 0 | 0 | 0 | 0 | 0 | 0 | 0 | 0 | 0 | 0 | 0 | 0 | 0 | 0 | 0 | 0 | 0 | 0 | 0 | 0 | 0 | 0 | 0 | 0
West Weybridge SGT | Wind Generation | Gen_BB016 | Onshore Wind < 1MW | MW | HolisticTransition | 0 | 0 | 0 | 0 | 0 | 0 | 0.014 | 0.031 | 0.051 | 0.073 | 0.087 | 0.107 | 0.124 | 0.141 | 0.16 | 0.18 | 0.2 | 0.214 | 0.236 | 0.256 | 0.272 | 0.29 | 0.312 | 0.328 | 0.348 | 0.37 | 0.39
West Weybridge SGT | Wind Generation | Gen_BB016 | Onshore Wind < 1MW | MW | FallingBehind | 0 | 0 | 0 | 0 | 0 | 0 | 0.014 | 0.031 | 0.051 | 0.073 | 0.087 | 0.107 | 0.124 | 0.141 | 0.16 | 0.18 | 0.2 | 0.214 | 0.236 | 0.256 | 0.272 | 0.29 | 0.312 | 0.328 | 0.348 | 0.37 | 0.39
West Weybridge SGT | Wind Generation | Gen_BB016 | Onshore Wind < 1MW | MW | ElectricEngagement | 0 | 0 | 0 | 0 | 0 | 0 | 0.048 | 0.101 | 0.154 | 0.206 | 0.291 | 0.361 | 0.431 | 0.511 | 0.59 | 0.677 | 0.764 | 0.876 | 0.96 | 1.047 | 1.118 | 1.187 | 1.223 | 1.232 | 1.241 | 1.245 | 1.245
West Weybridge SGT | Wind Generation | Gen_BB016 | Onshore Wind < 1MW | MW | HydrogenEvolution | 0 | 0 | 0 | 0 | 0 | 0 | 0.014 | 0.031 | 0.051 | 0.073 | 0.087 | 0.107 | 0.124 | 0.141 | 0.16 | 0.18 | 0.2 | 0.214 | 0.236 | 0.256 | 0.272 | 0.29 | 0.312 | 0.328 | 0.348 | 0.37 | 0.39

## QC report
QC Report
Network-level totals
Units: MW
Licence Area | Scenario World | Parameter | Building Block ID | Network Level Total - 2024 | Network Level Total - 2050 | Comments
UKPN | ElectricEngagement | Non-renewable CHP | Gen_BB001 | 152.165 | 0
UKPN | FallingBehind | Non-renewable CHP | Gen_BB001 | 152.165 | 146
UKPN | HolisticTransition | Non-renewable CHP | Gen_BB001 | 152.165 | 0
UKPN | HydrogenEvolution | Non-renewable CHP | Gen_BB001 | 152.165 | 0
UKPN | ElectricEngagement | Non-renewable CHP | Gen_BB002 | 2.186 | 0
UKPN | FallingBehind | Non-renewable CHP | Gen_BB002 | 2.186 | 2.125
UKPN | HolisticTransition | Non-renewable CHP | Gen_BB002 | 2.186 | 0
UKPN | HydrogenEvolution | Non-renewable CHP | Gen_BB002 | 2.186 | 0
UKPN | ElectricEngagement | Micro CHP | Gen_BB003 | 0 | 0
UKPN | FallingBehind | Micro CHP | Gen_BB003 | 0 | 0
UKPN | HolisticTransition | Micro CHP | Gen_BB003 | 0 | 0
UKPN | HydrogenEvolution | Micro CHP | Gen_BB003 | 0 | 0
UKPN | ElectricEngagement | Biomass & Energy Crops (including CHP) | Gen_BB010 | 318.015 | 149.805
UKPN | FallingBehind | Biomass & Energy Crops (including CHP) | Gen_BB010 | 318.015 | 311.634
UKPN | HolisticTransition | Biomass & Energy Crops (including CHP) | Gen_BB010 | 318.015 | 96.005
UKPN | HydrogenEvolution | Biomass & Energy Crops (including CHP) | Gen_BB010 | 318.015 | 149.805
UKPN | ElectricEngagement | Solar Generation | Gen_BB012 | 2201.994 | 11824.567
UKPN | FallingBehind | Solar Generation | Gen_BB012 | 2201.994 | 7093.911
UKPN | HolisticTransition | Solar Generation | Gen_BB012 | 2201.994 | 15232.745
UKPN | HydrogenEvolution | Solar Generation | Gen_BB012 | 2201.994 | 11824.567
UKPN | ElectricEngagement | Wind Generation | Gen_BB015 | 615.126 | 1998.67
UKPN | FallingBehind | Wind Generation | Gen_BB015 | 615.126 | 1009.466
UKPN | HolisticTransition | Wind Generation | Gen_BB015 | 615.126 | 1009.466
UKPN | HydrogenEvolution | Wind Generation | Gen_BB015 | 615.126 | 1009.466
UKPN | ElectricEngagement | Wind Generation | Gen_BB016 | 24.029 | 198.853
UKPN | FallingBehind | Wind Generation | Gen_BB016 | 24.029 | 73.736
UKPN | HolisticTransition | Wind Generation | Gen_BB016 | 24.029 | 73.736
UKPN | HydrogenEvolution | Wind Generation | Gen_BB016 | 24.029 | 73.736
Units: MW |  |  |  |  | Year
Licence Area | Scenario World | Parameter | Building Block ID | Parameter Detail | 2024 | 2025 | 2026 | 2027 | 2028 | 2029 | 2030 | 2031 | 2032 | 2033 | 2034 | 2035 | 2036 | 2037 | 2038 | 2039 | 2040 | 2041 | 2042 | 2043 | 2044 | 2045 | 2046 | 2047 | 2048 | 2049 | 2050
UKPN | ElectricEngagement | Biomass & Energy Crops (including CHP) | Gen_BB010 | Includes Biomass Conversions | 318.015 | 319.736 | 321.464 | 323.19 | 324.92 | 326.569 | 311.823 | 312.772 | 313.721 | 279.661 | 280.81 | 251.177 | 201.982 | 185.043 | 186.183 | 169.441 | 170.585 | 155.633 | 156.763 | 141.632 | 142.569 | 143.718 | 144.857 | 146 | 147.327 | 148.651 | 149.805
UKPN | ElectricEngagement | Micro CHP | Gen_BB003 | Domestic (G98/G83) | 0 | 0 | 0 | 0 | 0 | 0 | 0 | 0 | 0 | 0 | 0 | 0 | 0 | 0 | 0 | 0 | 0 | 0 | 0 | 0 | 0 | 0 | 0 | 0 | 0 | 0 | 0
UKPN | ElectricEngagement | Non-renewable CHP | Gen_BB001 | >=1MW | 152.165 | 149.081 | 149.081 | 134.503 | 123.126 | 109.927 | 95.386 | 79.814 | 63.448 | 49.702 | 35.649 | 24.393 | 15.757 | 9.793 | 5.596 | 2.738 | 1.398 | 0.609 | 0.244 | 0.062 | 0 | 0 | 0 | 0 | 0 | 0 | 0
UKPN | ElectricEngagement | Non-renewable CHP | Gen_BB002 | <1MW | 2.186 | 2.363 | 2.599 | 2.833 | 2.833 | 2.833 | 2.833 | 1.89 | 1.89 | 1.89 | 1.89 | 1.89 | 1.418 | 0.944 | 0.944 | 0.944 | 0.944 | 0.944 | 0 | 0 | 0 | 0 | 0 | 0 | 0 | 0 | 0
UKPN | ElectricEngagement | Solar Generation | Gen_BB012 | All large Solar PV | 2201.994 | 2608.06 | 3014.046 | 3420.198 | 3826.266 | 4232.334 | 4550.544 | 4887.861 | 5238.13 | 5597.782 | 5966.876 | 6343.997 | 6727.295 | 7114.371 | 7504.812 | 7911.423 | 8335.683 | 8754.129 | 9161.5 | 9556.335 | 9936.026 | 10300.031 | 10648.663 | 10982.324 | 11301.291 | 11606.07 | 11824.567
UKPN | ElectricEngagement | Wind Generation | Gen_BB015 | Onshore Wind >= 1MW | 615.126 | 616.953 | 618.78 | 620.607 | 622.434 | 624.261 | 677.951 | 736.951 | 798.698 | 861.383 | 936.655 | 1012.664 | 1094.165 | 1181.056 | 1273.49 | 1373.313 | 1473.352 | 1571.552 | 1667.956 | 1764.075 | 1849.139 | 1929.18 | 1967.114 | 1977.634 | 1989.87 | 1997.365 | 1998.67
UKPN | ElectricEngagement | Wind Generation | Gen_BB016 | Onshore Wind < 1MW | 24.029 | 24.634 | 25.239 | 25.843 | 26.449 | 27.053 | 33.762 | 41.14 | 48.857 | 56.694 | 66.104 | 75.602 | 85.792 | 96.654 | 108.207 | 120.684 | 133.19 | 145.466 | 157.514 | 169.528 | 180.163 | 190.168 | 194.912 | 196.226 | 197.752 | 198.691 | 198.853
UKPN | FallingBehind | Biomass & Energy Crops (including CHP) | Gen_BB010 | Includes Biomass Conversions | 318.015 | 320.556 | 323.133 | 325.711 | 328.287 | 330.864 | 332.141 | 333.047 | 334.348 | 335.695 | 336.678 | 338.091 | 294.191 | 294.978 | 296.175 | 297.401 | 298.263 | 299.528 | 300.431 | 301.764 | 303.133 | 304.141 | 305.573 | 307.086 | 308.263 | 309.905 | 311.634
UKPN | FallingBehind | Micro CHP | Gen_BB003 | Domestic (G98/G83) | 0 | 0 | 0 | 0 | 0 | 0 | 0 | 0 | 0 | 0 | 0 | 0 | 0 | 0 | 0 | 0 | 0 | 0 | 0 | 0 | 0 | 0 | 0 | 0 | 0 | 0 | 0
UKPN | FallingBehind | Non-renewable CHP | Gen_BB001 | >=1MW | 152.165 | 146 | 146 | 146 | 146 | 146 | 146 | 146 | 146 | 146 | 146 | 146 | 146 | 146 | 146 | 146 | 146 | 146 | 146 | 146 | 146 | 146 | 146 | 146 | 146 | 146 | 146
UKPN | FallingBehind | Non-renewable CHP | Gen_BB002 | <1MW | 2.186 | 2.481 | 2.833 | 3.187 | 3.187 | 3.187 | 3.187 | 3.187 | 3.187 | 3.187 | 3.187 | 3.187 | 3.187 | 3.187 | 3.187 | 3.187 | 3.187 | 3.187 | 3.187 | 3.187 | 2.125 | 2.125 | 2.125 | 2.125 | 2.125 | 2.125 | 2.125
UKPN | FallingBehind | Solar Generation | Gen_BB012 | All large Solar PV | 2201.994 | 2337.348 | 2472.622 | 2608.06 | 2743.422 | 2878.774 | 2941.582 | 3016.094 | 3103.642 | 3205.215 | 3321.657 | 3453.566 | 3601.235 | 3763.587 | 3941.285 | 4149.504 | 4399.716 | 4665.724 | 4939.461 | 5219.773 | 5501.198 | 5781.62 | 6060.934 | 6339.015 | 6615.46 | 6890.026 | 7093.911
UKPN | FallingBehind | Wind Generation | Gen_BB015 | Onshore Wind >= 1MW | 615.126 | 615.532 | 615.938 | 616.344 | 616.75 | 617.156 | 632.511 | 649.377 | 669.265 | 688.692 | 707.643 | 724.383 | 742.414 | 760.769 | 779.557 | 798.329 | 815.591 | 834.013 | 851.668 | 871.595 | 890.436 | 908.804 | 927.994 | 947.343 | 967.659 | 987.483 | 1009.466
UKPN | FallingBehind | Wind Generation | Gen_BB016 | Onshore Wind < 1MW | 24.029 | 24.163 | 24.298 | 24.433 | 24.567 | 24.701 | 26.619 | 28.724 | 31.213 | 33.644 | 36.011 | 38.105 | 40.355 | 42.655 | 45.001 | 47.349 | 49.505 | 51.81 | 54.014 | 56.504 | 58.86 | 61.154 | 63.556 | 65.974 | 68.511 | 70.991 | 73.736
UKPN | HolisticTransition | Biomass & Energy Crops (including CHP) | Gen_BB010 | Includes Biomass Conversions | 318.015 | 318.589 | 319.166 | 319.74 | 320.316 | 320.843 | 300.602 | 301.02 | 301.436 | 262.492 | 263.317 | 209.641 | 185.13 | 166.096 | 166.515 | 148.223 | 148.635 | 130.399 | 131.208 | 112.982 | 113.391 | 94.36 | 94.768 | 95.175 | 95.175 | 95.6 | 96.005
UKPN | HolisticTransition | Micro CHP | Gen_BB003 | Domestic (G98/G83) | 0 | 0 | 0 | 0 | 0 | 0 | 0 | 0 | 0 | 0 | 0 | 0 | 0 | 0 | 0 | 0 | 0 | 0 | 0 | 0 | 0 | 0 | 0 | 0 | 0 | 0 | 0
UKPN | HolisticTransition | Non-renewable CHP | Gen_BB001 | >=1MW | 152.165 | 152.165 | 152.165 | 122.943 | 100.313 | 79.205 | 58.338 | 41.426 | 28.349 | 17.885 | 11.315 | 0 | 0 | 0 | 0 | 0 | 0 | 0 | 0 | 0 | 0 | 0 | 0 | 0 | 0 | 0 | 0
UKPN | HolisticTransition | Non-renewable CHP | Gen_BB002 | <1MW | 2.186 | 2.265 | 2.349 | 2.363 | 2.363 | 2.363 | 2.363 | 2.363 | 2.363 | 1.182 | 1.182 | 0 | 0 | 0 | 0 | 0 | 0 | 0 | 0 | 0 | 0 | 0 | 0 | 0 | 0 | 0 | 0
UKPN | HolisticTransition | Solar Generation | Gen_BB012 | All large Solar PV | 2201.994 | 2811.096 | 3420.114 | 4029.303 | 4638.405 | 5247.51 | 5805.533 | 6363.598 | 6913.363 | 7454.153 | 7979.591 | 8489.159 | 8984.245 | 9465.727 | 9935.721 | 10403.818 | 10883.814 | 11365.369 | 11842.631 | 12313.787 | 12776.526 | 13229.747 | 13672.692 | 14104.623 | 14525.086 | 14933.854 | 15232.745
UKPN | HolisticTransition | Wind Generation | Gen_BB015 | Onshore Wind >= 1MW | 615.126 | 615.532 | 615.938 | 616.344 | 616.75 | 617.156 | 632.511 | 649.377 | 669.265 | 688.692 | 707.643 | 724.383 | 742.414 | 760.769 | 779.557 | 798.329 | 815.591 | 834.013 | 851.668 | 871.595 | 890.436 | 908.804 | 927.994 | 947.343 | 967.659 | 987.483 | 1009.466
UKPN | HolisticTransition | Wind Generation | Gen_BB016 | Onshore Wind < 1MW | 24.029 | 24.163 | 24.298 | 24.433 | 24.567 | 24.701 | 26.619 | 28.724 | 31.213 | 33.644 | 36.011 | 38.105 | 40.355 | 42.655 | 45.001 | 47.349 | 49.505 | 51.81 | 54.014 | 56.504 | 58.86 | 61.154 | 63.556 | 65.974 | 68.511 | 70.991 | 73.736
UKPN | HydrogenEvolution | Biomass & Energy Crops (including CHP) | Gen_BB010 | Includes Biomass Conversions | 318.015 | 319.736 | 321.464 | 323.19 | 324.92 | 326.569 | 311.823 | 312.772 | 313.721 | 279.661 | 280.81 | 251.177 | 201.982 | 185.043 | 186.183 | 169.441 | 170.585 | 155.633 | 156.763 | 141.632 | 142.569 | 143.718 | 144.857 | 146 | 147.327 | 148.651 | 149.805
UKPN | HydrogenEvolution | Micro CHP | Gen_BB003 | Domestic (G98/G83) | 0 | 0 | 0 | 0 | 0 | 0 | 0 | 0 | 0 | 0 | 0 | 0 | 0 | 0 | 0 | 0 | 0 | 0 | 0 | 0 | 0 | 0 | 0 | 0 | 0 | 0 | 0
UKPN | HydrogenEvolution | Non-renewable CHP | Gen_BB001 | >=1MW | 152.165 | 149.081 | 149.081 | 134.503 | 123.126 | 109.927 | 95.386 | 79.814 | 63.448 | 49.702 | 35.649 | 24.393 | 15.757 | 9.793 | 5.596 | 2.738 | 1.398 | 0.609 | 0.244 | 0.062 | 0 | 0 | 0 | 0 | 0 | 0 | 0
UKPN | HydrogenEvolution | Non-renewable CHP | Gen_BB002 | <1MW | 2.186 | 2.363 | 2.599 | 2.833 | 2.833 | 2.833 | 2.833 | 1.89 | 1.89 | 1.89 | 1.89 | 1.89 | 1.418 | 0.944 | 0.944 | 0.944 | 0.944 | 0.944 | 0 | 0 | 0 | 0 | 0 | 0 | 0 | 0 | 0
UKPN | HydrogenEvolution | Solar Generation | Gen_BB012 | All large Solar PV | 2201.994 | 2608.06 | 3014.046 | 3420.198 | 3826.266 | 4232.334 | 4550.544 | 4887.861 | 5238.13 | 5597.782 | 5966.876 | 6343.997 | 6727.295 | 7114.371 | 7504.812 | 7911.423 | 8335.683 | 8754.129 | 9161.5 | 9556.335 | 9936.026 | 10300.031 | 10648.663 | 10982.324 | 11301.291 | 11606.07 | 11824.567
UKPN | HydrogenEvolution | Wind Generation | Gen_BB015 | Onshore Wind >= 1MW | 615.126 | 615.532 | 615.938 | 616.344 | 616.75 | 617.156 | 632.511 | 649.377 | 669.265 | 688.692 | 707.643 | 724.383 | 742.414 | 760.769 | 779.557 | 798.329 | 815.591 | 834.013 | 851.668 | 871.595 | 890.436 | 908.804 | 927.994 | 947.343 | 967.659 | 987.483 | 1009.466
UKPN | HydrogenEvolution | Wind Generation | Gen_BB016 | Onshore Wind < 1MW | 24.029 | 24.163 | 24.298 | 24.433 | 24.567 | 24.701 | 26.619 | 28.724 | 31.213 | 33.644 | 36.011 | 38.105 | 40.355 | 42.655 | 45.001 | 47.349 | 49.505 | 51.81 | 54.014 | 56.504 | 58.86 | 61.154 | 63.556 | 65.974 | 68.511 | 70.991 | 73.736
In addition to the above checks, we also carry out tests in the pre-processing of the data, also addressing all years between 2024 and 2050.
Furthermore, we check that minimum and maximum values reported in the outputs are sensible.
ERM Data Sources
Data Source (ERM excel file name) |  |  |  |  | Year 2024: Purpose of use; Year 2028: User
Small scale PV and storage UKPN V2.22.xlsb