## Cover
File information:
Created by: | Environmental Resources Management Ltd.
Author: | Rhys Kotak
Reviewer: | Siem van Limpt
Contact: | siem.vanlimpt@erm.com
Client: | UK Power Networks
Recipient: | Sara Afifi
Contents: | Distributed storage scenarios
Resolution: | GSP
Licence: | UK Power Networks Distribution Future Energy Scenarios © 2024 by UK Power Networks is licenced under Attribution 4.0 International
Disclaimer:
Environmental Resources Management Limited has prepared the data contained in this workbook in good faith, and has endeavoured to prepare this data in a manner which is, as far as reasonably possible, objective. While Environmental Resources Management Limited has not sought to mislead any person as to the contents of this workbook and whilst the data represent our best view at the time of issue, users of this data should apply caution when using the contents of this workbook. The data in this workbook must be considered as illustrative only of what could occur under different possible futures and Environmental Resources Management Limited does not provide any view on the likelihood of these different scenarios coming to pass. Environmental Resources Management Limited has produced the data contained herein for UK Power Networks under the terms agreed in contract MAA-20190195 expressly for their own use. While Environmental Resources Management Limited agrees to release of this data into the public domain we give no guarantee, express nor implied, with regards to the information in this workbook for use by third parties and therefore do not accept any responsibility for any use that is made of the information contained within this workbook by any third parties, or by UK Power Networks outside of the terms of the agreement.
Glossary
LSOA21CD | Lower layer super output area ID, indicated by their ONS code (2021)
LSOA21NM | Lower layer super output area name, indicated by their ONS code (2021)
MSOA21CD | Middle layer super output area ID, indicated by their ONS code (2021)
MSOA21NM | Middle layer super output area name, indicated by their ONS code (2021)
LAD22CD | Local authority district ID, indicated by their ONS code (2022)
LAD22NM | Local authority district, indicated by their ONS name (2022)
LEP21CD1 | Local enterprise partnership ID (2021)
LEP21NM1 | Local enterprise partnership name (2021)
CTY22CD | County code (2022)
CTY22NM | County name (2022)
Proportion in {X}PN | Proportion of LSOA that lies within each licence area, by customer count
Majority Licence Area | Licence area within UK Power Networks' network
Primary | Primary substation within UK Power Networks' network
GSP | Grid Supply Point within UK Power Networks' network
Scenario World | The energy system pathway aligned with those of National Energy System Operator
Scenario | The bespoke trajectory developed for each driver of demand
Parameter | Describes what the data represents e.g., battery electric vehicles or generation capacity
Unit | The units of the data e.g., number, kW etc.
Year | The years refer to the regulatory year, so "2025" refers to the period from April 2025 - March 2026
Version | Date | Changes | Source file: | Issued by
V1 | 2026-03-24 | 2026 DFES with tRESP and LAEP alignment for the appropriate technologies |  | IW

## Distributed Storage
GSP | Parameter | Building Block ID | Parameter Detail | Units | Scenario World | 2024 | 2025 | 2026 | 2027 | 2028 | 2029 | 2030 | 2031 | 2032 | 2033 | 2034 | 2035 | 2036 | 2037 | 2038 | 2039 | 2040 | 2041 | 2042 | 2043 | 2044 | 2045 | 2046 | 2047 | 2048 | 2049 | 2050
Amersham | Storage/Batteries | Srg_BB001 | Batteries | MW | HolisticTransition | 54.7 | 54.7 | 54.7 | 54.7 | 54.7 | 54.7 | 54.7 | 54.7 | 54.7 | 54.7 | 54.7 | 54.7 | 54.7 | 54.7 | 54.7 | 54.7 | 54.7 | 54.7 | 54.7 | 54.7 | 54.7 | 54.7 | 54.7 | 54.7 | 54.7 | 33.843 | 31.706
Amersham | Storage/Batteries | Srg_BB001 | Batteries | MW | FallingBehind | 54.7 | 54.7 | 54.7 | 54.7 | 54.7 | 54.7 | 54.7 | 54.7 | 54.7 | 54.7 | 54.7 | 54.7 | 54.7 | 54.7 | 54.7 | 54.7 | 54.7 | 54.7 | 54.7 | 54.7 | 54.7 | 54.7 | 54.7 | 54.7 | 54.7 | 31.046 | 28.781
Amersham | Storage/Batteries | Srg_BB001 | Batteries | MW | ElectricEngagement | 54.7 | 54.7 | 54.7 | 54.7 | 54.7 | 54.7 | 54.7 | 54.7 | 54.7 | 54.7 | 54.7 | 54.7 | 54.7 | 54.7 | 54.7 | 54.7 | 54.7 | 54.7 | 47.533 | 44.909 | 42.447 | 40.78 | 40.05 | 40.05 | 40.05 | 39.505 | 39.233
Amersham | Storage/Batteries | Srg_BB001 | Batteries | MW | HydrogenEvolution | 54.7 | 54.7 | 54.7 | 54.7 | 54.7 | 54.7 | 54.7 | 54.7 | 54.7 | 54.7 | 54.7 | 54.7 | 54.7 | 54.7 | 54.7 | 54.7 | 54.7 | 45.286 | 43.011 | 39.408 | 35.472 | 31.951 | 31.098 | 31.098 | 30.85 | 28.96 | 27.891
Barking 132 | Storage/Batteries | Srg_BB001 | Batteries | MW | HolisticTransition | 0 | 0 | 0 | 0 | 0 | 0 | 0 | 0 | 0 | 0 | 0 | 0 | 0 | 0 | 0 | 0 | 0 | 0 | 0 | 0 | 0 | 0 | 0 | 0 | 0 | 0 | 0
Barking 132 | Storage/Batteries | Srg_BB001 | Batteries | MW | FallingBehind | 0 | 0 | 0 | 0 | 0 | 0 | 0 | 0 | 0 | 0 | 0 | 0 | 0 | 0 | 0 | 0 | 0 | 0 | 0 | 0 | 0 | 0 | 0 | 0 | 0 | 0 | 0
Barking 132 | Storage/Batteries | Srg_BB001 | Batteries | MW | ElectricEngagement | 0 | 0 | 0 | 0 | 0 | 0 | 0 | 0 | 0 | 0 | 0 | 0 | 0 | 0 | 0 | 0 | 0 | 0 | 0 | 0 | 0 | 0 | 0 | 0 | 0 | 0 | 0
Barking 132 | Storage/Batteries | Srg_BB001 | Batteries | MW | HydrogenEvolution | 0 | 0 | 0 | 0 | 0 | 0 | 0 | 0 | 0 | 0 | 0 | 0 | 0 | 0 | 0 | 0 | 0 | 0 | 0 | 0 | 0 | 0 | 0 | 0 | 0 | 0 | 0
Barking West (EPN) | Storage/Batteries | Srg_BB001 | Batteries | MW | HolisticTransition | 0 | 0 | 0 | 0 | 0 | 0 | 0 | 0 | 0 | 0 | 0 | 0 | 0 | 0 | 0 | 0 | 0 | 0 | 0 | 0 | 0 | 0 | 0 | 0 | 0 | 0 | 0
Barking West (EPN) | Storage/Batteries | Srg_BB001 | Batteries | MW | FallingBehind | 0 | 0 | 0 | 0 | 0 | 0 | 0 | 0 | 0 | 0 | 0 | 0 | 0 | 0 | 0 | 0 | 0 | 0 | 0 | 0 | 0 | 0 | 0 | 0 | 0 | 0 | 0
Barking West (EPN) | Storage/Batteries | Srg_BB001 | Batteries | MW | ElectricEngagement | 0 | 0 | 0 | 0 | 0 | 0 | 0 | 0 | 0 | 0 | 0 | 0 | 0 | 0 | 0 | 0 | 0 | 0 | 0 | 0 | 0 | 0 | 0 | 0 | 0 | 0 | 0
Barking West (EPN) | Storage/Batteries | Srg_BB001 | Batteries | MW | HydrogenEvolution | 0 | 0 | 0 | 0 | 0 | 0 | 0 | 0 | 0 | 0 | 0 | 0 | 0 | 0 | 0 | 0 | 0 | 0 | 0 | 0 | 0 | 0 | 0 | 0 | 0 | 0 | 0
Biggleswade | Storage/Batteries | Srg_BB001 | Batteries | MW | HolisticTransition | 0 | 0 | 0 | 0 | 0 | 0 | 0 | 0 | 0 | 0 | 0 | 0 | 0 | 0 | 0 | 0 | 0 | 0 | 0 | 0 | 0 | 0 | 0 | 0 | 0 | 0 | 0
Biggleswade | Storage/Batteries | Srg_BB001 | Batteries | MW | FallingBehind | 0 | 0 | 0 | 0 | 0 | 0 | 0 | 0 | 0 | 0 | 0 | 0 | 0 | 0 | 0 | 0 | 0 | 0 | 0 | 0 | 0 | 0 | 0 | 0 | 0 | 0 | 0
Biggleswade | Storage/Batteries | Srg_BB001 | Batteries | MW | ElectricEngagement | 0 | 0 | 0 | 0 | 0 | 0 | 0 | 0 | 0 | 0 | 0 | 0 | 0 | 0 | 0 | 0 | 0 | 0 | 0 | 0 | 0 | 0 | 0 | 0 | 0 | 0 | 0
Biggleswade | Storage/Batteries | Srg_BB001 | Batteries | MW | HydrogenEvolution | 0 | 0 | 0 | 0 | 0 | 0 | 0 | 0 | 0 | 0 | 0 | 0 | 0 | 0 | 0 | 0 | 0 | 0 | 0 | 0 | 0 | 0 | 0 | 0 | 0 | 0 | 0
Bourne | Storage/Batteries | Srg_BB001 | Batteries | MW | HolisticTransition | 0 | 0 | 0 | 0 | 0 | 0 | 0 | 0 | 0 | 0 | 0 | 0 | 0 | 0 | 0 | 0 | 0 | 0 | 0 | 0 | 0 | 0 | 0 | 0 | 0 | 0 | 0
Bourne | Storage/Batteries | Srg_BB001 | Batteries | MW | FallingBehind | 0 | 0 | 0 | 0 | 0 | 0 | 0 | 0 | 0 | 0 | 0 | 0 | 0 | 0 | 0 | 0 | 0 | 0 | 0 | 0 | 0 | 0 | 0 | 0 | 0 | 0 | 0
Bourne | Storage/Batteries | Srg_BB001 | Batteries | MW | ElectricEngagement | 0 | 0 | 0 | 0 | 0 | 0 | 0 | 0 | 0 | 0 | 0 | 0 | 0 | 0 | 0 | 0 | 0 | 0 | 0 | 0 | 0 | 0 | 0 | 0 | 0 | 0 | 0
Bourne | Storage/Batteries | Srg_BB001 | Batteries | MW | HydrogenEvolution | 0 | 0 | 0 | 0 | 0 | 0 | 0 | 0 | 0 | 0 | 0 | 0 | 0 | 0 | 0 | 0 | 0 | 0 | 0 | 0 | 0 | 0 | 0 | 0 | 0 | 0 | 0
Braintree | Storage/Batteries | Srg_BB001 | Batteries | MW | HolisticTransition | 5 | 5 | 5 | 5 | 5 | 5 | 5 | 5 | 5 | 5 | 5 | 5 | 5 | 5 | 5 | 5 | 5 | 5 | 5 | 5 | 5 | 5 | 5 | 5 | 5 | 2.893 | 2.677
Braintree | Storage/Batteries | Srg_BB001 | Batteries | MW | FallingBehind | 5 | 5 | 5 | 5 | 5 | 5 | 5 | 5 | 5 | 5 | 5 | 5 | 5 | 5 | 5 | 5 | 5 | 5 | 5 | 5 | 5 | 5 | 5 | 5 | 5 | 2.611 | 2.382
Braintree | Storage/Batteries | Srg_BB001 | Batteries | MW | ElectricEngagement | 5 | 5 | 5 | 5 | 5 | 5 | 5 | 5 | 5 | 5 | 5 | 5 | 5 | 5 | 5 | 5 | 5 | 5 | 4.276 | 4.011 | 3.762 | 3.594 | 3.52 | 3.52 | 3.52 | 3.465 | 3.438
Braintree | Storage/Batteries | Srg_BB001 | Batteries | MW | HydrogenEvolution | 5 | 5 | 5 | 5 | 5 | 5 | 5 | 5 | 5 | 5 | 5 | 5 | 5 | 5 | 5 | 5 | 5 | 4.049 | 3.819 | 3.455 | 3.058 | 2.702 | 2.616 | 2.616 | 2.591 | 2.4 | 2.292
Bramford | Storage/Batteries | Srg_BB001 | Batteries | MW | HolisticTransition | 149.72 | 249.22 | 249.22 | 249.22 | 249.22 | 249.22 | 299.12 | 299.12 | 299.12 | 299.12 | 299.12 | 349.12 | 349.12 | 349.12 | 349.12 | 349.12 | 349.12 | 349.12 | 349.12 | 349.12 | 349.12 | 349.12 | 349.12 | 349.12 | 349.12 | 206.194 | 191.553
Bramford | Storage/Batteries | Srg_BB001 | Batteries | MW | FallingBehind | 149.72 | 199.72 | 199.72 | 199.72 | 299.22 | 299.22 | 349.12 | 349.12 | 349.12 | 349.12 | 349.12 | 349.12 | 349.12 | 349.12 | 349.12 | 349.12 | 349.12 | 349.12 | 349.12 | 349.12 | 349.12 | 349.12 | 349.12 | 349.12 | 349.12 | 187.031 | 171.508
Bramford | Storage/Batteries | Srg_BB001 | Batteries | MW | ElectricEngagement | 149.72 | 249.22 | 249.22 | 249.22 | 249.22 | 249.22 | 299.12 | 299.12 | 299.12 | 299.12 | 299.12 | 349.12 | 349.12 | 349.12 | 349.12 | 349.12 | 349.12 | 349.12 | 300.011 | 282.026 | 265.156 | 253.73 | 248.727 | 248.727 | 248.727 | 244.995 | 243.129
Bramford | Storage/Batteries | Srg_BB001 | Batteries | MW | HydrogenEvolution | 149.72 | 249.22 | 249.22 | 249.22 | 249.22 | 249.22 | 299.12 | 299.12 | 299.12 | 299.12 | 299.12 | 349.12 | 349.12 | 349.12 | 349.12 | 349.12 | 349.12 | 284.608 | 269.021 | 244.334 | 217.359 | 193.235 | 187.384 | 187.384 | 185.688 | 172.737 | 165.409
Brimsdown (EPN) | Storage/Batteries | Srg_BB001 | Batteries | MW | HolisticTransition | 0 | 0 | 0 | 0 | 0 | 0 | 0 | 0 | 0 | 0 | 0 | 0 | 0 | 0 | 0 | 0 | 0 | 0 | 0 | 0 | 0 | 0 | 0 | 0 | 0 | 0 | 0
Brimsdown (EPN) | Storage/Batteries | Srg_BB001 | Batteries | MW | FallingBehind | 0 | 0 | 0 | 0 | 0 | 0 | 0 | 0 | 0 | 0 | 0 | 0 | 0 | 0 | 0 | 0 | 0 | 0 | 0 | 0 | 0 | 0 | 0 | 0 | 0 | 0 | 0
Brimsdown (EPN) | Storage/Batteries | Srg_BB001 | Batteries | MW | ElectricEngagement | 0 | 0 | 0 | 0 | 0 | 0 | 0 | 0 | 0 | 0 | 0 | 0 | 0 | 0 | 0 | 0 | 0 | 0 | 0 | 0 | 0 | 0 | 0 | 0 | 0 | 0 | 0
Brimsdown (EPN) | Storage/Batteries | Srg_BB001 | Batteries | MW | HydrogenEvolution | 0 | 0 | 0 | 0 | 0 | 0 | 0 | 0 | 0 | 0 | 0 | 0 | 0 | 0 | 0 | 0 | 0 | 0 | 0 | 0 | 0 | 0 | 0 | 0 | 0 | 0 | 0
Burwell | Storage/Batteries | Srg_BB001 | Batteries | MW | HolisticTransition | 49.9 | 79.9 | 79.9 | 79.9 | 85.9 | 85.9 | 85.9 | 85.9 | 85.9 | 85.9 | 85.9 | 85.9 | 85.9 | 85.9 | 85.9 | 85.9 | 85.9 | 85.9 | 85.9 | 85.9 | 85.9 | 85.9 | 85.9 | 85.9 | 85.9 | 49.705 | 45.997
Burwell | Storage/Batteries | Srg_BB001 | Batteries | MW | FallingBehind | 49.9 | 49.9 | 49.9 | 49.9 | 85.9 | 85.9 | 85.9 | 85.9 | 85.9 | 85.9 | 85.9 | 85.9 | 85.9 | 85.9 | 85.9 | 85.9 | 85.9 | 85.9 | 85.9 | 85.9 | 85.9 | 85.9 | 85.9 | 85.9 | 85.9 | 44.852 | 40.921
Burwell | Storage/Batteries | Srg_BB001 | Batteries | MW | ElectricEngagement | 49.9 | 79.9 | 79.9 | 79.9 | 85.9 | 85.9 | 85.9 | 85.9 | 85.9 | 85.9 | 85.9 | 85.9 | 85.9 | 85.9 | 85.9 | 85.9 | 85.9 | 85.9 | 73.463 | 68.909 | 64.637 | 61.743 | 60.476 | 60.476 | 60.476 | 59.531 | 59.058
Burwell | Storage/Batteries | Srg_BB001 | Batteries | MW | HydrogenEvolution | 49.9 | 79.9 | 79.9 | 79.9 | 85.9 | 85.9 | 85.9 | 85.9 | 85.9 | 85.9 | 85.9 | 85.9 | 85.9 | 85.9 | 85.9 | 85.9 | 85.9 | 69.563 | 65.616 | 59.364 | 52.533 | 46.423 | 44.942 | 44.942 | 44.512 | 41.232 | 39.377
Eaton Socon | Storage/Batteries | Srg_BB001 | Batteries | MW | HolisticTransition | 0 | 68.7 | 118.5 | 118.5 | 118.5 | 118.5 | 118.5 | 118.5 | 168.4 | 168.4 | 168.4 | 218.3 | 218.3 | 218.3 | 218.3 | 218.3 | 218.3 | 218.3 | 218.3 | 218.3 | 218.3 | 218.3 | 218.3 | 218.3 | 218.3 | 197.274 | 195.12
Eaton Socon | Storage/Batteries | Srg_BB001 | Batteries | MW | FallingBehind | 0 | 49.9 | 49.9 | 49.9 | 118.6 | 118.6 | 168.4 | 168.4 | 218.3 | 218.3 | 218.3 | 218.3 | 218.3 | 218.3 | 218.3 | 218.3 | 218.3 | 218.3 | 218.3 | 218.3 | 218.3 | 218.3 | 218.3 | 218.3 | 218.3 | 194.455 | 192.171
Eaton Socon | Storage/Batteries | Srg_BB001 | Batteries | MW | ElectricEngagement | 0 | 68.7 | 118.5 | 118.5 | 118.5 | 118.5 | 118.5 | 118.5 | 168.4 | 168.4 | 168.4 | 218.3 | 218.3 | 218.3 | 218.3 | 218.3 | 218.3 | 218.3 | 211.075 | 208.43 | 205.948 | 204.267 | 203.531 | 203.531 | 203.531 | 202.982 | 202.708
Eaton Socon | Storage/Batteries | Srg_BB001 | Batteries | MW | HydrogenEvolution | 0 | 68.7 | 118.5 | 118.5 | 118.5 | 118.5 | 118.5 | 118.5 | 168.4 | 168.4 | 168.4 | 218.3 | 218.3 | 218.3 | 218.3 | 218.3 | 218.3 | 208.81 | 206.517 | 202.885 | 198.917 | 195.368 | 194.507 | 194.507 | 194.257 | 192.352 | 191.274
Elstree 1&2 and 8&9 and Watford South 3A&3B | Storage/Batteries | Srg_BB001 | Batteries | MW | HolisticTransition | 0 | 0 | 0 | 0 | 0 | 0 | 0 | 0 | 0 | 0 | 0 | 0 | 0 | 0 | 0 | 0 | 0 | 0 | 0 | 0 | 0 | 0 | 0 | 0 | 0 | 0 | 0
Elstree 1&2 and 8&9 and Watford South 3A&3B | Storage/Batteries | Srg_BB001 | Batteries | MW | FallingBehind | 0 | 0 | 0 | 0 | 0 | 0 | 0 | 0 | 0 | 0 | 0 | 0 | 0 | 0 | 0 | 0 | 0 | 0 | 0 | 0 | 0 | 0 | 0 | 0 | 0 | 0 | 0
Elstree 1&2 and 8&9 and Watford South 3A&3B | Storage/Batteries | Srg_BB001 | Batteries | MW | ElectricEngagement | 0 | 0 | 0 | 0 | 0 | 0 | 0 | 0 | 0 | 0 | 0 | 0 | 0 | 0 | 0 | 0 | 0 | 0 | 0 | 0 | 0 | 0 | 0 | 0 | 0 | 0 | 0
Elstree 1&2 and 8&9 and Watford South 3A&3B | Storage/Batteries | Srg_BB001 | Batteries | MW | HydrogenEvolution | 0 | 0 | 0 | 0 | 0 | 0 | 0 | 0 | 0 | 0 | 0 | 0 | 0 | 0 | 0 | 0 | 0 | 0 | 0 | 0 | 0 | 0 | 0 | 0 | 0 | 0 | 0
Elstree 3&4 | Storage/Batteries | Srg_BB001 | Batteries | MW | HolisticTransition | 49.5 | 54.558 | 54.558 | 54.558 | 54.558 | 54.558 | 54.558 | 54.558 | 54.558 | 54.558 | 54.558 | 54.558 | 54.558 | 54.558 | 54.558 | 54.558 | 54.558 | 54.558 | 54.558 | 54.558 | 54.558 | 54.558 | 54.558 | 54.558 | 54.558 | 31.569 | 29.214
Elstree 3&4 | Storage/Batteries | Srg_BB001 | Batteries | MW | FallingBehind | 49.5 | 49.5 | 49.5 | 49.5 | 54.558 | 54.558 | 54.558 | 54.558 | 54.558 | 54.558 | 54.558 | 54.558 | 54.558 | 54.558 | 54.558 | 54.558 | 54.558 | 54.558 | 54.558 | 54.558 | 54.558 | 54.558 | 54.558 | 54.558 | 54.558 | 28.487 | 25.99
Elstree 3&4 | Storage/Batteries | Srg_BB001 | Batteries | MW | ElectricEngagement | 49.5 | 54.558 | 54.558 | 54.558 | 54.558 | 54.558 | 54.558 | 54.558 | 54.558 | 54.558 | 54.558 | 54.558 | 54.558 | 54.558 | 54.558 | 54.558 | 54.558 | 54.558 | 46.659 | 43.766 | 41.053 | 39.215 | 38.41 | 38.41 | 38.41 | 37.81 | 37.51
Elstree 3&4 | Storage/Batteries | Srg_BB001 | Batteries | MW | HydrogenEvolution | 49.5 | 54.558 | 54.558 | 54.558 | 54.558 | 54.558 | 54.558 | 54.558 | 54.558 | 54.558 | 54.558 | 54.558 | 54.558 | 54.558 | 54.558 | 54.558 | 54.558 | 44.182 | 41.675 | 37.704 | 33.365 | 29.485 | 28.544 | 28.544 | 28.271 | 26.188 | 25.009
Grendon | Storage/Batteries | Srg_BB001 | Batteries | MW | HolisticTransition | 0 | 0 | 0 | 0 | 0 | 0 | 0 | 0 | 0 | 0 | 0 | 0 | 0 | 0 | 0 | 0 | 0 | 0 | 0 | 0 | 0 | 0 | 0 | 0 | 0 | 0 | 0
Grendon | Storage/Batteries | Srg_BB001 | Batteries | MW | FallingBehind | 0 | 0 | 0 | 0 | 0 | 0 | 0 | 0 | 0 | 0 | 0 | 0 | 0 | 0 | 0 | 0 | 0 | 0 | 0 | 0 | 0 | 0 | 0 | 0 | 0 | 0 | 0
Grendon | Storage/Batteries | Srg_BB001 | Batteries | MW | ElectricEngagement | 0 | 0 | 0 | 0 | 0 | 0 | 0 | 0 | 0 | 0 | 0 | 0 | 0 | 0 | 0 | 0 | 0 | 0 | 0 | 0 | 0 | 0 | 0 | 0 | 0 | 0 | 0
Grendon | Storage/Batteries | Srg_BB001 | Batteries | MW | HydrogenEvolution | 0 | 0 | 0 | 0 | 0 | 0 | 0 | 0 | 0 | 0 | 0 | 0 | 0 | 0 | 0 | 0 | 0 | 0 | 0 | 0 | 0 | 0 | 0 | 0 | 0 | 0 | 0
Mill Hill and Hendon | Storage/Batteries | Srg_BB001 | Batteries | MW | HolisticTransition | 0 | 0 | 0 | 0 | 0 | 0 | 0 | 0 | 0 | 0 | 0 | 0 | 0 | 0 | 0 | 0 | 0 | 0 | 0 | 0 | 0 | 0 | 0 | 0 | 0 | 0 | 0
Mill Hill and Hendon | Storage/Batteries | Srg_BB001 | Batteries | MW | FallingBehind | 0 | 0 | 0 | 0 | 0 | 0 | 0 | 0 | 0 | 0 | 0 | 0 | 0 | 0 | 0 | 0 | 0 | 0 | 0 | 0 | 0 | 0 | 0 | 0 | 0 | 0 | 0
Mill Hill and Hendon | Storage/Batteries | Srg_BB001 | Batteries | MW | ElectricEngagement | 0 | 0 | 0 | 0 | 0 | 0 | 0 | 0 | 0 | 0 | 0 | 0 | 0 | 0 | 0 | 0 | 0 | 0 | 0 | 0 | 0 | 0 | 0 | 0 | 0 | 0 | 0
Mill Hill and Hendon | Storage/Batteries | Srg_BB001 | Batteries | MW | HydrogenEvolution | 0 | 0 | 0 | 0 | 0 | 0 | 0 | 0 | 0 | 0 | 0 | 0 | 0 | 0 | 0 | 0 | 0 | 0 | 0 | 0 | 0 | 0 | 0 | 0 | 0 | 0 | 0
Norwich | Storage/Batteries | Srg_BB001 | Batteries | MW | HolisticTransition | 21 | 68.8 | 168.8 | 168.8 | 168.8 | 168.8 | 168.8 | 168.8 | 218.7 | 218.7 | 218.7 | 258.7 | 258.7 | 258.7 | 258.7 | 258.7 | 258.7 | 258.7 | 258.7 | 258.7 | 258.7 | 258.7 | 258.7 | 258.7 | 258.7 | 193.009 | 186.28
Norwich | Storage/Batteries | Srg_BB001 | Batteries | MW | FallingBehind | 21 | 46 | 61 | 61 | 108.8 | 108.8 | 108.8 | 208.8 | 258.7 | 258.7 | 258.7 | 258.7 | 258.7 | 258.7 | 258.7 | 258.7 | 258.7 | 258.7 | 258.7 | 258.7 | 258.7 | 258.7 | 258.7 | 258.7 | 258.7 | 184.202 | 177.068
Norwich | Storage/Batteries | Srg_BB001 | Batteries | MW | ElectricEngagement | 21 | 68.8 | 168.8 | 168.8 | 168.8 | 168.8 | 168.8 | 168.8 | 218.7 | 218.7 | 218.7 | 258.7 | 258.7 | 258.7 | 258.7 | 258.7 | 258.7 | 258.7 | 236.129 | 227.863 | 220.109 | 214.858 | 212.558 | 212.558 | 212.558 | 210.843 | 209.985
Norwich | Storage/Batteries | Srg_BB001 | Batteries | MW | HydrogenEvolution | 21 | 68.8 | 168.8 | 168.8 | 168.8 | 168.8 | 168.8 | 168.8 | 218.7 | 218.7 | 218.7 | 258.7 | 258.7 | 258.7 | 258.7 | 258.7 | 258.7 | 229.05 | 221.886 | 210.539 | 198.141 | 187.053 | 184.365 | 184.365 | 183.585 | 177.632 | 174.265
Pelham and Wymondley | Storage/Batteries | Srg_BB001 | Batteries | MW | HolisticTransition | 110.5 | 0 | 0 | 0 | 0 | 0 | 0 | 0 | 0 | 0 | 0 | 0 | 0 | 0 | 0 | 0 | 0 | 0 | 0 | 0 | 0 | 0 | 0 | 0 | 0 | 0 | 0
Pelham and Wymondley | Storage/Batteries | Srg_BB001 | Batteries | MW | FallingBehind | 110.5 | 0 | 0 | 0 | 0 | 0 | 0 | 0 | 0 | 0 | 0 | 0 | 0 | 0 | 0 | 0 | 0 | 0 | 0 | 0 | 0 | 0 | 0 | 0 | 0 | 0 | 0
Pelham and Wymondley | Storage/Batteries | Srg_BB001 | Batteries | MW | ElectricEngagement | 110.5 | 0 | 0 | 0 | 0 | 0 | 0 | 0 | 0 | 0 | 0 | 0 | 0 | 0 | 0 | 0 | 0 | 0 | 0 | 0 | 0 | 0 | 0 | 0 | 0 | 0 | 0
Pelham and Wymondley | Storage/Batteries | Srg_BB001 | Batteries | MW | HydrogenEvolution | 110.5 | 0 | 0 | 0 | 0 | 0 | 0 | 0 | 0 | 0 | 0 | 0 | 0 | 0 | 0 | 0 | 0 | 0 | 0 | 0 | 0 | 0 | 0 | 0 | 0 | 0 | 0
Pelham and Wymondley and Twinstead Green | Storage/Batteries | Srg_BB001 | Batteries | MW | HolisticTransition | 35 | 110.5 | 110.5 | 135.5 | 135.5 | 135.5 | 185.499 | 185.499 | 185.499 | 185.499 | 185.499 | 195.499 | 195.499 | 195.499 | 195.499 | 195.499 | 195.499 | 195.499 | 195.499 | 195.499 | 195.499 | 195.499 | 195.499 | 195.499 | 195.499 | 125.974 | 118.853
Pelham and Wymondley and Twinstead Green | Storage/Batteries | Srg_BB001 | Batteries | MW | FallingBehind | 35 | 120.5 | 120.5 | 120.5 | 120.5 | 120.5 | 145.5 | 145.5 | 145.5 | 195.499 | 195.499 | 195.499 | 195.499 | 195.499 | 195.499 | 195.499 | 195.499 | 195.499 | 195.499 | 195.499 | 195.499 | 195.499 | 195.499 | 195.499 | 195.499 | 116.653 | 109.102
Pelham and Wymondley and Twinstead Green | Storage/Batteries | Srg_BB001 | Batteries | MW | ElectricEngagement | 35 | 110.5 | 110.5 | 135.5 | 135.5 | 135.5 | 185.499 | 185.499 | 185.499 | 185.499 | 185.499 | 195.499 | 195.499 | 195.499 | 195.499 | 195.499 | 195.499 | 195.499 | 171.61 | 162.862 | 154.656 | 149.098 | 146.664 | 146.664 | 146.664 | 144.849 | 143.941
Pelham and Wymondley and Twinstead Green | Storage/Batteries | Srg_BB001 | Batteries | MW | HydrogenEvolution | 35 | 110.5 | 110.5 | 135.5 | 135.5 | 135.5 | 185.499 | 185.499 | 185.499 | 185.499 | 185.499 | 195.499 | 195.499 | 195.499 | 195.499 | 195.499 | 195.499 | 164.118 | 156.536 | 144.527 | 131.406 | 119.671 | 116.825 | 116.825 | 116 | 109.7 | 106.136
Rayleigh | Storage/Batteries | Srg_BB001 | Batteries | MW | HolisticTransition | 124.8 | 124.8 | 174.7 | 174.7 | 174.7 | 174.7 | 174.7 | 174.7 | 174.7 | 174.7 | 174.7 | 174.7 | 174.7 | 174.7 | 174.7 | 174.7 | 174.7 | 174.7 | 174.7 | 174.7 | 174.7 | 174.7 | 174.7 | 174.7 | 174.7 | 122.114 | 116.727
Rayleigh | Storage/Batteries | Srg_BB001 | Batteries | MW | FallingBehind | 124.8 | 124.8 | 124.8 | 124.8 | 124.8 | 174.7 | 174.7 | 174.7 | 174.7 | 174.7 | 174.7 | 174.7 | 174.7 | 174.7 | 174.7 | 174.7 | 174.7 | 174.7 | 174.7 | 174.7 | 174.7 | 174.7 | 174.7 | 174.7 | 174.7 | 115.064 | 109.352
Rayleigh | Storage/Batteries | Srg_BB001 | Batteries | MW | ElectricEngagement | 124.8 | 124.8 | 174.7 | 174.7 | 174.7 | 174.7 | 174.7 | 174.7 | 174.7 | 174.7 | 174.7 | 174.7 | 174.7 | 174.7 | 174.7 | 174.7 | 174.7 | 174.7 | 156.631 | 150.015 | 143.808 | 139.604 | 137.763 | 137.763 | 137.763 | 136.39 | 135.703
Rayleigh | Storage/Batteries | Srg_BB001 | Batteries | MW | HydrogenEvolution | 124.8 | 124.8 | 174.7 | 174.7 | 174.7 | 174.7 | 174.7 | 174.7 | 174.7 | 174.7 | 174.7 | 174.7 | 174.7 | 174.7 | 174.7 | 174.7 | 174.7 | 150.964 | 145.23 | 136.147 | 126.222 | 117.346 | 115.193 | 115.193 | 114.569 | 109.804 | 107.108
Rye House | Storage/Batteries | Srg_BB001 | Batteries | MW | HolisticTransition | 0 | 0 | 0 | 0 | 0 | 0 | 0 | 0 | 0 | 0 | 0 | 7.215 | 7.215 | 7.215 | 7.215 | 7.215 | 7.215 | 7.215 | 7.215 | 7.215 | 7.215 | 7.215 | 7.215 | 7.215 | 7.215 | 7.215 | 7.215
Rye House | Storage/Batteries | Srg_BB001 | Batteries | MW | FallingBehind | 0 | 7.215 | 7.215 | 7.215 | 7.215 | 7.215 | 7.215 | 7.215 | 7.215 | 7.215 | 7.215 | 7.215 | 7.215 | 7.215 | 7.215 | 7.215 | 7.215 | 7.215 | 7.215 | 7.215 | 7.215 | 7.215 | 7.215 | 7.215 | 7.215 | 7.215 | 7.215
Rye House | Storage/Batteries | Srg_BB001 | Batteries | MW | ElectricEngagement | 0 | 0 | 0 | 0 | 0 | 0 | 0 | 0 | 0 | 0 | 0 | 7.215 | 7.215 | 7.215 | 7.215 | 7.215 | 7.215 | 7.215 | 7.215 | 7.215 | 7.215 | 7.215 | 7.215 | 7.215 | 7.215 | 7.215 | 7.215
Rye House | Storage/Batteries | Srg_BB001 | Batteries | MW | HydrogenEvolution | 0 | 0 | 0 | 0 | 0 | 0 | 0 | 0 | 0 | 0 | 0 | 7.215 | 7.215 | 7.215 | 7.215 | 7.215 | 7.215 | 7.215 | 7.215 | 7.215 | 7.215 | 7.215 | 7.215 | 7.215 | 7.215 | 7.215 | 7.215
Sundon | Storage/Batteries | Srg_BB001 | Batteries | MW | HolisticTransition | 102.7 | 102.7 | 102.7 | 102.7 | 137.7 | 137.7 | 137.7 | 137.7 | 137.7 | 137.7 | 137.7 | 137.7 | 137.7 | 137.7 | 137.7 | 137.7 | 137.7 | 137.7 | 137.7 | 137.7 | 137.7 | 137.7 | 137.7 | 137.7 | 137.7 | 113.809 | 111.361
Sundon | Storage/Batteries | Srg_BB001 | Batteries | MW | FallingBehind | 102.7 | 102.7 | 102.7 | 102.7 | 102.7 | 102.7 | 102.7 | 137.7 | 137.7 | 137.7 | 137.7 | 137.7 | 137.7 | 137.7 | 137.7 | 137.7 | 137.7 | 137.7 | 137.7 | 137.7 | 137.7 | 137.7 | 137.7 | 137.7 | 137.7 | 110.606 | 108.011
Sundon | Storage/Batteries | Srg_BB001 | Batteries | MW | ElectricEngagement | 102.7 | 102.7 | 102.7 | 102.7 | 137.7 | 137.7 | 137.7 | 137.7 | 137.7 | 137.7 | 137.7 | 137.7 | 137.7 | 137.7 | 137.7 | 137.7 | 137.7 | 137.7 | 129.491 | 126.485 | 123.665 | 121.755 | 120.919 | 120.919 | 120.919 | 120.295 | 119.983
Sundon | Storage/Batteries | Srg_BB001 | Batteries | MW | HydrogenEvolution | 102.7 | 102.7 | 102.7 | 102.7 | 137.7 | 137.7 | 137.7 | 137.7 | 137.7 | 137.7 | 137.7 | 137.7 | 137.7 | 137.7 | 137.7 | 137.7 | 137.7 | 126.916 | 124.311 | 120.184 | 115.675 | 111.643 | 110.665 | 110.665 | 110.381 | 108.216 | 106.991
Tilbury 1&7 | Storage/Batteries | Srg_BB001 | Batteries | MW | HolisticTransition | 9 | 9 | 9 | 58.9 | 58.9 | 58.9 | 58.9 | 58.9 | 58.9 | 58.9 | 58.9 | 98.9 | 98.9 | 98.9 | 98.9 | 98.9 | 98.9 | 98.9 | 98.9 | 98.9 | 98.9 | 98.9 | 98.9 | 98.9 | 98.9 | 57.227 | 52.958
Tilbury 1&7 | Storage/Batteries | Srg_BB001 | Batteries | MW | FallingBehind | 9 | 49 | 49 | 49 | 49 | 49 | 98.9 | 98.9 | 98.9 | 98.9 | 98.9 | 98.9 | 98.9 | 98.9 | 98.9 | 98.9 | 98.9 | 98.9 | 98.9 | 98.9 | 98.9 | 98.9 | 98.9 | 98.9 | 98.9 | 51.64 | 47.114
Tilbury 1&7 | Storage/Batteries | Srg_BB001 | Batteries | MW | ElectricEngagement | 9 | 9 | 9 | 58.9 | 58.9 | 58.9 | 58.9 | 58.9 | 58.9 | 58.9 | 58.9 | 98.9 | 98.9 | 98.9 | 98.9 | 98.9 | 98.9 | 98.9 | 84.581 | 79.338 | 74.419 | 71.087 | 69.629 | 69.629 | 69.629 | 68.54 | 67.996
Tilbury 1&7 | Storage/Batteries | Srg_BB001 | Batteries | MW | HydrogenEvolution | 9 | 9 | 9 | 58.9 | 58.9 | 58.9 | 58.9 | 58.9 | 58.9 | 58.9 | 58.9 | 98.9 | 98.9 | 98.9 | 98.9 | 98.9 | 98.9 | 80.09 | 75.546 | 68.348 | 60.483 | 53.449 | 51.743 | 51.743 | 51.248 | 47.472 | 45.336
Tilbury 2&8 | Storage/Batteries | Srg_BB001 | Batteries | MW | HolisticTransition | 0 | 0 | 20 | 20 | 20 | 20 | 20 | 20 | 20 | 20 | 20 | 20 | 20 | 20 | 20 | 20 | 20 | 20 | 20 | 20 | 20 | 20 | 20 | 20 | 20 | 20 | 20
Tilbury 2&8 | Storage/Batteries | Srg_BB001 | Batteries | MW | FallingBehind | 0 | 0 | 20 | 20 | 20 | 20 | 20 | 20 | 20 | 20 | 20 | 20 | 20 | 20 | 20 | 20 | 20 | 20 | 20 | 20 | 20 | 20 | 20 | 20 | 20 | 20 | 20
Tilbury 2&8 | Storage/Batteries | Srg_BB001 | Batteries | MW | ElectricEngagement | 0 | 0 | 20 | 20 | 20 | 20 | 20 | 20 | 20 | 20 | 20 | 20 | 20 | 20 | 20 | 20 | 20 | 20 | 20 | 20 | 20 | 20 | 20 | 20 | 20 | 20 | 20
Tilbury 2&8 | Storage/Batteries | Srg_BB001 | Batteries | MW | HydrogenEvolution | 0 | 0 | 20 | 20 | 20 | 20 | 20 | 20 | 20 | 20 | 20 | 20 | 20 | 20 | 20 | 20 | 20 | 20 | 20 | 20 | 20 | 20 | 20 | 20 | 20 | 20 | 20
Tottenham | Storage/Batteries | Srg_BB001 | Batteries | MW | HolisticTransition | 0 | 0 | 0 | 0 | 0 | 0 | 0 | 0 | 0 | 0 | 0 | 0 | 0 | 0 | 0 | 0 | 0 | 0 | 0 | 0 | 0 | 0 | 0 | 0 | 0 | 0 | 0
Tottenham | Storage/Batteries | Srg_BB001 | Batteries | MW | FallingBehind | 0 | 0 | 0 | 0 | 0 | 0 | 0 | 0 | 0 | 0 | 0 | 0 | 0 | 0 | 0 | 0 | 0 | 0 | 0 | 0 | 0 | 0 | 0 | 0 | 0 | 0 | 0
Tottenham | Storage/Batteries | Srg_BB001 | Batteries | MW | ElectricEngagement | 0 | 0 | 0 | 0 | 0 | 0 | 0 | 0 | 0 | 0 | 0 | 0 | 0 | 0 | 0 | 0 | 0 | 0 | 0 | 0 | 0 | 0 | 0 | 0 | 0 | 0 | 0
Tottenham | Storage/Batteries | Srg_BB001 | Batteries | MW | HydrogenEvolution | 0 | 0 | 0 | 0 | 0 | 0 | 0 | 0 | 0 | 0 | 0 | 0 | 0 | 0 | 0 | 0 | 0 | 0 | 0 | 0 | 0 | 0 | 0 | 0 | 0 | 0 | 0
Walpole | Storage/Batteries | Srg_BB001 | Batteries | MW | HolisticTransition | 8 | 369.6 | 419.6 | 419.6 | 419.6 | 419.6 | 519.59 | 519.59 | 519.59 | 519.59 | 519.59 | 819.489 | 819.489 | 819.489 | 819.489 | 819.489 | 819.489 | 819.489 | 819.489 | 819.489 | 819.489 | 819.489 | 819.489 | 819.489 | 819.489 | 524.75 | 494.558
Walpole | Storage/Batteries | Srg_BB001 | Batteries | MW | FallingBehind | 8 | 307.899 | 307.899 | 307.899 | 669.499 | 719.499 | 819.489 | 819.489 | 819.489 | 819.489 | 819.489 | 819.489 | 819.489 | 819.489 | 819.489 | 819.489 | 819.489 | 819.489 | 819.489 | 819.489 | 819.489 | 819.489 | 819.489 | 819.489 | 819.489 | 485.234 | 453.222
Walpole | Storage/Batteries | Srg_BB001 | Batteries | MW | ElectricEngagement | 8 | 369.6 | 419.6 | 419.6 | 419.6 | 419.6 | 519.59 | 519.59 | 519.59 | 519.59 | 519.59 | 819.489 | 819.489 | 819.489 | 819.489 | 819.489 | 819.489 | 819.489 | 718.217 | 681.13 | 646.34 | 622.779 | 612.462 | 612.462 | 612.462 | 604.765 | 600.916
Walpole | Storage/Batteries | Srg_BB001 | Batteries | MW | HydrogenEvolution | 8 | 369.6 | 419.6 | 419.6 | 419.6 | 419.6 | 519.59 | 519.59 | 519.59 | 519.59 | 519.59 | 819.489 | 819.489 | 819.489 | 819.489 | 819.489 | 819.489 | 686.454 | 654.312 | 603.402 | 547.776 | 498.027 | 485.962 | 485.962 | 482.463 | 455.757 | 440.646
Warley | Storage/Batteries | Srg_BB001 | Batteries | MW | HolisticTransition | 249 | 348.9 | 348.9 | 348.9 | 348.9 | 348.9 | 348.9 | 348.9 | 348.9 | 348.9 | 348.9 | 348.9 | 348.9 | 348.9 | 348.9 | 348.9 | 348.9 | 348.9 | 348.9 | 348.9 | 348.9 | 348.9 | 348.9 | 348.9 | 348.9 | 239.809 | 228.634
Warley | Storage/Batteries | Srg_BB001 | Batteries | MW | FallingBehind | 249 | 159 | 159 | 249 | 348.9 | 348.9 | 348.9 | 348.9 | 348.9 | 348.9 | 348.9 | 348.9 | 348.9 | 348.9 | 348.9 | 348.9 | 348.9 | 348.9 | 348.9 | 348.9 | 348.9 | 348.9 | 348.9 | 348.9 | 348.9 | 225.183 | 213.335
Warley | Storage/Batteries | Srg_BB001 | Batteries | MW | ElectricEngagement | 249 | 348.9 | 348.9 | 348.9 | 348.9 | 348.9 | 348.9 | 348.9 | 348.9 | 348.9 | 348.9 | 348.9 | 348.9 | 348.9 | 348.9 | 348.9 | 348.9 | 348.9 | 311.416 | 297.69 | 284.813 | 276.092 | 272.273 | 272.273 | 272.273 | 269.425 | 268
Warley | Storage/Batteries | Srg_BB001 | Batteries | MW | HydrogenEvolution | 249 | 348.9 | 348.9 | 348.9 | 348.9 | 348.9 | 348.9 | 348.9 | 348.9 | 348.9 | 348.9 | 348.9 | 348.9 | 348.9 | 348.9 | 348.9 | 348.9 | 299.66 | 287.763 | 268.92 | 248.332 | 229.918 | 225.453 | 225.453 | 224.158 | 214.273 | 208.68
Watford South 2 and 4 | Storage/Batteries | Srg_BB001 | Batteries | MW | HolisticTransition | 0 | 0 | 0 | 0 | 0 | 0 | 0 | 0 | 0 | 0 | 0 | 0 | 0 | 0 | 0 | 0 | 0 | 0 | 0 | 0 | 0 | 0 | 0 | 0 | 0 | 0 | 0
Watford South 2 and 4 | Storage/Batteries | Srg_BB001 | Batteries | MW | FallingBehind | 0 | 0 | 0 | 0 | 0 | 0 | 0 | 0 | 0 | 0 | 0 | 0 | 0 | 0 | 0 | 0 | 0 | 0 | 0 | 0 | 0 | 0 | 0 | 0 | 0 | 0 | 0
Watford South 2 and 4 | Storage/Batteries | Srg_BB001 | Batteries | MW | ElectricEngagement | 0 | 0 | 0 | 0 | 0 | 0 | 0 | 0 | 0 | 0 | 0 | 0 | 0 | 0 | 0 | 0 | 0 | 0 | 0 | 0 | 0 | 0 | 0 | 0 | 0 | 0 | 0
Watford South 2 and 4 | Storage/Batteries | Srg_BB001 | Batteries | MW | HydrogenEvolution | 0 | 0 | 0 | 0 | 0 | 0 | 0 | 0 | 0 | 0 | 0 | 0 | 0 | 0 | 0 | 0 | 0 | 0 | 0 | 0 | 0 | 0 | 0 | 0 | 0 | 0 | 0
West Thurrock | Storage/Batteries | Srg_BB001 | Batteries | MW | HolisticTransition | 0 | 0 | 0 | 0 | 0 | 0 | 0 | 0 | 0 | 0 | 0 | 0 | 0 | 0 | 0 | 0 | 0 | 0 | 0 | 0 | 0 | 0 | 0 | 0 | 0 | 0 | 0
West Thurrock | Storage/Batteries | Srg_BB001 | Batteries | MW | FallingBehind | 0 | 0 | 0 | 0 | 0 | 0 | 0 | 0 | 0 | 0 | 0 | 0 | 0 | 0 | 0 | 0 | 0 | 0 | 0 | 0 | 0 | 0 | 0 | 0 | 0 | 0 | 0
West Thurrock | Storage/Batteries | Srg_BB001 | Batteries | MW | ElectricEngagement | 0 | 0 | 0 | 0 | 0 | 0 | 0 | 0 | 0 | 0 | 0 | 0 | 0 | 0 | 0 | 0 | 0 | 0 | 0 | 0 | 0 | 0 | 0 | 0 | 0 | 0 | 0
West Thurrock | Storage/Batteries | Srg_BB001 | Batteries | MW | HydrogenEvolution | 0 | 0 | 0 | 0 | 0 | 0 | 0 | 0 | 0 | 0 | 0 | 0 | 0 | 0 | 0 | 0 | 0 | 0 | 0 | 0 | 0 | 0 | 0 | 0 | 0 | 0 | 0
Willesden | Storage/Batteries | Srg_BB001 | Batteries | MW | HolisticTransition | 0 | 0 | 0 | 0 | 0 | 0 | 0 | 0 | 0 | 0 | 0 | 0 | 0 | 0 | 0 | 0 | 0 | 0 | 0 | 0 | 0 | 0 | 0 | 0 | 0 | 0 | 0
Willesden | Storage/Batteries | Srg_BB001 | Batteries | MW | FallingBehind | 0 | 0 | 0 | 0 | 0 | 0 | 0 | 0 | 0 | 0 | 0 | 0 | 0 | 0 | 0 | 0 | 0 | 0 | 0 | 0 | 0 | 0 | 0 | 0 | 0 | 0 | 0
Willesden | Storage/Batteries | Srg_BB001 | Batteries | MW | ElectricEngagement | 0 | 0 | 0 | 0 | 0 | 0 | 0 | 0 | 0 | 0 | 0 | 0 | 0 | 0 | 0 | 0 | 0 | 0 | 0 | 0 | 0 | 0 | 0 | 0 | 0 | 0 | 0
Willesden | Storage/Batteries | Srg_BB001 | Batteries | MW | HydrogenEvolution | 0 | 0 | 0 | 0 | 0 | 0 | 0 | 0 | 0 | 0 | 0 | 0 | 0 | 0 | 0 | 0 | 0 | 0 | 0 | 0 | 0 | 0 | 0 | 0 | 0 | 0 | 0
Amersham | Storage/Batteries | Srg_BB001_1 | Batteries > 200 kW | MW | HolisticTransition | 0 | 0 | 0 | 0 | 0 | 0 | 0 | 0 | 0 | 0 | 0 | 0 | 0 | 0 | 0 | 0 | 0 | 0 | 0 | 0 | 0 | 0 | 0 | 0 | 0 | 0 | 0
Amersham | Storage/Batteries | Srg_BB001_1 | Batteries > 200 kW | MW | FallingBehind | 0 | 0 | 0 | 0 | 0 | 0 | 0 | 0 | 0 | 0 | 0 | 0 | 0 | 0 | 0 | 0 | 0 | 0 | 0 | 0 | 0 | 0 | 0 | 0 | 0 | 0 | 0
Amersham | Storage/Batteries | Srg_BB001_1 | Batteries > 200 kW | MW | ElectricEngagement | 0 | 0 | 0 | 0 | 0 | 0 | 0 | 0 | 0 | 0 | 0 | 0 | 0 | 0 | 0 | 0 | 0 | 0 | 0 | 0 | 0 | 0 | 0 | 0 | 0 | 0 | 0
Amersham | Storage/Batteries | Srg_BB001_1 | Batteries > 200 kW | MW | HydrogenEvolution | 0 | 0 | 0 | 0 | 0 | 0 | 0 | 0 | 0 | 0 | 0 | 0 | 0 | 0 | 0 | 0 | 0 | 0 | 0 | 0 | 0 | 0 | 0 | 0 | 0 | 0 | 0
Barking 132 | Storage/Batteries | Srg_BB001_1 | Batteries > 200 kW | MW | HolisticTransition | 0 | 0 | 0 | 0 | 0 | 0 | 0 | 0 | 0 | 0 | 0 | 0 | 0 | 0 | 0 | 0 | 0 | 0 | 0 | 0 | 0 | 0 | 0 | 0 | 0 | 0 | 0
Barking 132 | Storage/Batteries | Srg_BB001_1 | Batteries > 200 kW | MW | FallingBehind | 0 | 0 | 0 | 0 | 0 | 0 | 0 | 0 | 0 | 0 | 0 | 0 | 0 | 0 | 0 | 0 | 0 | 0 | 0 | 0 | 0 | 0 | 0 | 0 | 0 | 0 | 0
Barking 132 | Storage/Batteries | Srg_BB001_1 | Batteries > 200 kW | MW | ElectricEngagement | 0 | 0 | 0 | 0 | 0 | 0 | 0 | 0 | 0 | 0 | 0 | 0 | 0 | 0 | 0 | 0 | 0 | 0 | 0 | 0 | 0 | 0 | 0 | 0 | 0 | 0 | 0
Barking 132 | Storage/Batteries | Srg_BB001_1 | Batteries > 200 kW | MW | HydrogenEvolution | 0 | 0 | 0 | 0 | 0 | 0 | 0 | 0 | 0 | 0 | 0 | 0 | 0 | 0 | 0 | 0 | 0 | 0 | 0 | 0 | 0 | 0 | 0 | 0 | 0 | 0 | 0
Barking West (EPN) | Storage/Batteries | Srg_BB001_1 | Batteries > 200 kW | MW | HolisticTransition | 0 | 0 | 0 | 0 | 0 | 0 | 0 | 0 | 0 | 0 | 0 | 0 | 0 | 0 | 0 | 0 | 0 | 0 | 0 | 0 | 0 | 0 | 0 | 0 | 0 | 0 | 0
Barking West (EPN) | Storage/Batteries | Srg_BB001_1 | Batteries > 200 kW | MW | FallingBehind | 0 | 0 | 0 | 0 | 0 | 0 | 0 | 0 | 0 | 0 | 0 | 0 | 0 | 0 | 0 | 0 | 0 | 0 | 0 | 0 | 0 | 0 | 0 | 0 | 0 | 0 | 0
Barking West (EPN) | Storage/Batteries | Srg_BB001_1 | Batteries > 200 kW | MW | ElectricEngagement | 0 | 0 | 0 | 0 | 0 | 0 | 0 | 0 | 0 | 0 | 0 | 0 | 0 | 0 | 0 | 0 | 0 | 0 | 0 | 0 | 0 | 0 | 0 | 0 | 0 | 0 | 0
Barking West (EPN) | Storage/Batteries | Srg_BB001_1 | Batteries > 200 kW | MW | HydrogenEvolution | 0 | 0 | 0 | 0 | 0 | 0 | 0 | 0 | 0 | 0 | 0 | 0 | 0 | 0 | 0 | 0 | 0 | 0 | 0 | 0 | 0 | 0 | 0 | 0 | 0 | 0 | 0
Biggleswade | Storage/Batteries | Srg_BB001_1 | Batteries > 200 kW | MW | HolisticTransition | 0 | 0 | 0 | 0 | 0 | 0 | 0 | 0 | 0 | 0 | 0 | 0 | 0 | 0 | 0 | 0 | 0 | 0 | 0 | 0 | 0 | 0 | 0 | 0 | 0 | 0 | 0
Biggleswade | Storage/Batteries | Srg_BB001_1 | Batteries > 200 kW | MW | FallingBehind | 0 | 0 | 0 | 0 | 0 | 0 | 0 | 0 | 0 | 0 | 0 | 0 | 0 | 0 | 0 | 0 | 0 | 0 | 0 | 0 | 0 | 0 | 0 | 0 | 0 | 0 | 0
Biggleswade | Storage/Batteries | Srg_BB001_1 | Batteries > 200 kW | MW | ElectricEngagement | 0 | 0 | 0 | 0 | 0 | 0 | 0 | 0 | 0 | 0 | 0 | 0 | 0 | 0 | 0 | 0 | 0 | 0 | 0 | 0 | 0 | 0 | 0 | 0 | 0 | 0 | 0
Biggleswade | Storage/Batteries | Srg_BB001_1 | Batteries > 200 kW | MW | HydrogenEvolution | 0 | 0 | 0 | 0 | 0 | 0 | 0 | 0 | 0 | 0 | 0 | 0 | 0 | 0 | 0 | 0 | 0 | 0 | 0 | 0 | 0 | 0 | 0 | 0 | 0 | 0 | 0
Bourne | Storage/Batteries | Srg_BB001_1 | Batteries > 200 kW | MW | HolisticTransition | 0 | 0 | 0 | 0 | 0 | 0 | 0 | 0 | 0 | 0 | 0 | 0 | 0 | 0 | 0 | 0 | 0 | 0 | 0 | 0 | 0 | 0 | 0 | 0 | 0 | 0 | 0
Bourne | Storage/Batteries | Srg_BB001_1 | Batteries > 200 kW | MW | FallingBehind | 0 | 0 | 0 | 0 | 0 | 0 | 0 | 0 | 0 | 0 | 0 | 0 | 0 | 0 | 0 | 0 | 0 | 0 | 0 | 0 | 0 | 0 | 0 | 0 | 0 | 0 | 0
Bourne | Storage/Batteries | Srg_BB001_1 | Batteries > 200 kW | MW | ElectricEngagement | 0 | 0 | 0 | 0 | 0 | 0 | 0 | 0 | 0 | 0 | 0 | 0 | 0 | 0 | 0 | 0 | 0 | 0 | 0 | 0 | 0 | 0 | 0 | 0 | 0 | 0 | 0
Bourne | Storage/Batteries | Srg_BB001_1 | Batteries > 200 kW | MW | HydrogenEvolution | 0 | 0 | 0 | 0 | 0 | 0 | 0 | 0 | 0 | 0 | 0 | 0 | 0 | 0 | 0 | 0 | 0 | 0 | 0 | 0 | 0 | 0 | 0 | 0 | 0 | 0 | 0
Braintree | Storage/Batteries | Srg_BB001_1 | Batteries > 200 kW | MW | HolisticTransition | 0 | 0 | 0 | 0 | 0 | 0 | 0 | 0 | 0 | 0 | 0 | 0 | 0 | 0 | 0 | 0 | 0 | 0 | 0 | 0 | 0 | 0 | 0 | 0 | 0 | 0 | 0
Braintree | Storage/Batteries | Srg_BB001_1 | Batteries > 200 kW | MW | FallingBehind | 0 | 0 | 0 | 0 | 0 | 0 | 0 | 0 | 0 | 0 | 0 | 0 | 0 | 0 | 0 | 0 | 0 | 0 | 0 | 0 | 0 | 0 | 0 | 0 | 0 | 0 | 0
Braintree | Storage/Batteries | Srg_BB001_1 | Batteries > 200 kW | MW | ElectricEngagement | 0 | 0 | 0 | 0 | 0 | 0 | 0 | 0 | 0 | 0 | 0 | 0 | 0 | 0 | 0 | 0 | 0 | 0 | 0 | 0 | 0 | 0 | 0 | 0 | 0 | 0 | 0
Braintree | Storage/Batteries | Srg_BB001_1 | Batteries > 200 kW | MW | HydrogenEvolution | 0 | 0 | 0 | 0 | 0 | 0 | 0 | 0 | 0 | 0 | 0 | 0 | 0 | 0 | 0 | 0 | 0 | 0 | 0 | 0 | 0 | 0 | 0 | 0 | 0 | 0 | 0
Bramford | Storage/Batteries | Srg_BB001_1 | Batteries > 200 kW | MW | HolisticTransition | 0 | 0 | 0 | 0 | 0 | 0 | 0 | 0 | 0 | 0 | 0 | 0 | 0 | 0 | 0 | 0 | 0 | 0 | 0 | 0 | 0 | 0 | 0 | 0 | 0 | 0 | 0
Bramford | Storage/Batteries | Srg_BB001_1 | Batteries > 200 kW | MW | FallingBehind | 0 | 0 | 0 | 0 | 0 | 0 | 0 | 0 | 0 | 0 | 0 | 0 | 0 | 0 | 0 | 0 | 0 | 0 | 0 | 0 | 0 | 0 | 0 | 0 | 0 | 0 | 0
Bramford | Storage/Batteries | Srg_BB001_1 | Batteries > 200 kW | MW | ElectricEngagement | 0 | 0 | 0 | 0 | 0 | 0 | 0 | 0 | 0 | 0 | 0 | 0 | 0 | 0 | 0 | 0 | 0 | 0 | 0 | 0 | 0 | 0 | 0 | 0 | 0 | 0 | 0
Bramford | Storage/Batteries | Srg_BB001_1 | Batteries > 200 kW | MW | HydrogenEvolution | 0 | 0 | 0 | 0 | 0 | 0 | 0 | 0 | 0 | 0 | 0 | 0 | 0 | 0 | 0 | 0 | 0 | 0 | 0 | 0 | 0 | 0 | 0 | 0 | 0 | 0 | 0
Brimsdown (EPN) | Storage/Batteries | Srg_BB001_1 | Batteries > 200 kW | MW | HolisticTransition | 0 | 0 | 0 | 0 | 0 | 0 | 0 | 0 | 0 | 0 | 0 | 0 | 0 | 0 | 0 | 0 | 0 | 0 | 0 | 0 | 0 | 0 | 0 | 0 | 0 | 0 | 0
Brimsdown (EPN) | Storage/Batteries | Srg_BB001_1 | Batteries > 200 kW | MW | FallingBehind | 0 | 0 | 0 | 0 | 0 | 0 | 0 | 0 | 0 | 0 | 0 | 0 | 0 | 0 | 0 | 0 | 0 | 0 | 0 | 0 | 0 | 0 | 0 | 0 | 0 | 0 | 0
Brimsdown (EPN) | Storage/Batteries | Srg_BB001_1 | Batteries > 200 kW | MW | ElectricEngagement | 0 | 0 | 0 | 0 | 0 | 0 | 0 | 0 | 0 | 0 | 0 | 0 | 0 | 0 | 0 | 0 | 0 | 0 | 0 | 0 | 0 | 0 | 0 | 0 | 0 | 0 | 0
Brimsdown (EPN) | Storage/Batteries | Srg_BB001_1 | Batteries > 200 kW | MW | HydrogenEvolution | 0 | 0 | 0 | 0 | 0 | 0 | 0 | 0 | 0 | 0 | 0 | 0 | 0 | 0 | 0 | 0 | 0 | 0 | 0 | 0 | 0 | 0 | 0 | 0 | 0 | 0 | 0
Burwell | Storage/Batteries | Srg_BB001_1 | Batteries > 200 kW | MW | HolisticTransition | 0 | 0 | 0 | 0 | 0 | 0 | 0 | 0 | 0 | 0 | 0 | 0 | 0 | 0 | 0 | 0 | 0 | 0 | 0 | 0 | 0 | 0 | 0 | 0 | 0 | 0 | 0
Burwell | Storage/Batteries | Srg_BB001_1 | Batteries > 200 kW | MW | FallingBehind | 0 | 0 | 0 | 0 | 0 | 0 | 0 | 0 | 0 | 0 | 0 | 0 | 0 | 0 | 0 | 0 | 0 | 0 | 0 | 0 | 0 | 0 | 0 | 0 | 0 | 0 | 0
Burwell | Storage/Batteries | Srg_BB001_1 | Batteries > 200 kW | MW | ElectricEngagement | 0 | 0 | 0 | 0 | 0 | 0 | 0 | 0 | 0 | 0 | 0 | 0 | 0 | 0 | 0 | 0 | 0 | 0 | 0 | 0 | 0 | 0 | 0 | 0 | 0 | 0 | 0
Burwell | Storage/Batteries | Srg_BB001_1 | Batteries > 200 kW | MW | HydrogenEvolution | 0 | 0 | 0 | 0 | 0 | 0 | 0 | 0 | 0 | 0 | 0 | 0 | 0 | 0 | 0 | 0 | 0 | 0 | 0 | 0 | 0 | 0 | 0 | 0 | 0 | 0 | 0
Eaton Socon | Storage/Batteries | Srg_BB001_1 | Batteries > 200 kW | MW | HolisticTransition | 0 | 0 | 0 | 0 | 0 | 0 | 0 | 0 | 0 | 0 | 0 | 0 | 0 | 0 | 0 | 0 | 0 | 0 | 0 | 0 | 0 | 0 | 0 | 0 | 0 | 0 | 0
Eaton Socon | Storage/Batteries | Srg_BB001_1 | Batteries > 200 kW | MW | FallingBehind | 0 | 0 | 0 | 0 | 0 | 0 | 0 | 0 | 0 | 0 | 0 | 0 | 0 | 0 | 0 | 0 | 0 | 0 | 0 | 0 | 0 | 0 | 0 | 0 | 0 | 0 | 0
Eaton Socon | Storage/Batteries | Srg_BB001_1 | Batteries > 200 kW | MW | ElectricEngagement | 0 | 0 | 0 | 0 | 0 | 0 | 0 | 0 | 0 | 0 | 0 | 0 | 0 | 0 | 0 | 0 | 0 | 0 | 0 | 0 | 0 | 0 | 0 | 0 | 0 | 0 | 0
Eaton Socon | Storage/Batteries | Srg_BB001_1 | Batteries > 200 kW | MW | HydrogenEvolution | 0 | 0 | 0 | 0 | 0 | 0 | 0 | 0 | 0 | 0 | 0 | 0 | 0 | 0 | 0 | 0 | 0 | 0 | 0 | 0 | 0 | 0 | 0 | 0 | 0 | 0 | 0
Elstree 1&2 and 8&9 and Watford South 3A&3B | Storage/Batteries | Srg_BB001_1 | Batteries > 200 kW | MW | HolisticTransition | 0 | 0 | 0 | 0 | 0 | 0 | 0 | 0 | 0 | 0 | 0 | 0 | 0 | 0 | 0 | 0 | 0 | 0 | 0 | 0 | 0 | 0 | 0 | 0 | 0 | 0 | 0
Elstree 1&2 and 8&9 and Watford South 3A&3B | Storage/Batteries | Srg_BB001_1 | Batteries > 200 kW | MW | FallingBehind | 0 | 0 | 0 | 0 | 0 | 0 | 0 | 0 | 0 | 0 | 0 | 0 | 0 | 0 | 0 | 0 | 0 | 0 | 0 | 0 | 0 | 0 | 0 | 0 | 0 | 0 | 0
Elstree 1&2 and 8&9 and Watford South 3A&3B | Storage/Batteries | Srg_BB001_1 | Batteries > 200 kW | MW | ElectricEngagement | 0 | 0 | 0 | 0 | 0 | 0 | 0 | 0 | 0 | 0 | 0 | 0 | 0 | 0 | 0 | 0 | 0 | 0 | 0 | 0 | 0 | 0 | 0 | 0 | 0 | 0 | 0
Elstree 1&2 and 8&9 and Watford South 3A&3B | Storage/Batteries | Srg_BB001_1 | Batteries > 200 kW | MW | HydrogenEvolution | 0 | 0 | 0 | 0 | 0 | 0 | 0 | 0 | 0 | 0 | 0 | 0 | 0 | 0 | 0 | 0 | 0 | 0 | 0 | 0 | 0 | 0 | 0 | 0 | 0 | 0 | 0
Elstree 3&4 | Storage/Batteries | Srg_BB001_1 | Batteries > 200 kW | MW | HolisticTransition | 0 | 0 | 0 | 0 | 0 | 0 | 0 | 0 | 0 | 0 | 0 | 0 | 0 | 0 | 0 | 0 | 0 | 0 | 0 | 0 | 0 | 0 | 0 | 0 | 0 | 0 | 0
Elstree 3&4 | Storage/Batteries | Srg_BB001_1 | Batteries > 200 kW | MW | FallingBehind | 0 | 0 | 0 | 0 | 0 | 0 | 0 | 0 | 0 | 0 | 0 | 0 | 0 | 0 | 0 | 0 | 0 | 0 | 0 | 0 | 0 | 0 | 0 | 0 | 0 | 0 | 0
Elstree 3&4 | Storage/Batteries | Srg_BB001_1 | Batteries > 200 kW | MW | ElectricEngagement | 0 | 0 | 0 | 0 | 0 | 0 | 0 | 0 | 0 | 0 | 0 | 0 | 0 | 0 | 0 | 0 | 0 | 0 | 0 | 0 | 0 | 0 | 0 | 0 | 0 | 0 | 0
Elstree 3&4 | Storage/Batteries | Srg_BB001_1 | Batteries > 200 kW | MW | HydrogenEvolution | 0 | 0 | 0 | 0 | 0 | 0 | 0 | 0 | 0 | 0 | 0 | 0 | 0 | 0 | 0 | 0 | 0 | 0 | 0 | 0 | 0 | 0 | 0 | 0 | 0 | 0 | 0
Grendon | Storage/Batteries | Srg_BB001_1 | Batteries > 200 kW | MW | HolisticTransition | 0 | 0 | 0 | 0 | 0 | 0 | 0 | 0 | 0 | 0 | 0 | 0 | 0 | 0 | 0 | 0 | 0 | 0 | 0 | 0 | 0 | 0 | 0 | 0 | 0 | 0 | 0
Grendon | Storage/Batteries | Srg_BB001_1 | Batteries > 200 kW | MW | FallingBehind | 0 | 0 | 0 | 0 | 0 | 0 | 0 | 0 | 0 | 0 | 0 | 0 | 0 | 0 | 0 | 0 | 0 | 0 | 0 | 0 | 0 | 0 | 0 | 0 | 0 | 0 | 0
Grendon | Storage/Batteries | Srg_BB001_1 | Batteries > 200 kW | MW | ElectricEngagement | 0 | 0 | 0 | 0 | 0 | 0 | 0 | 0 | 0 | 0 | 0 | 0 | 0 | 0 | 0 | 0 | 0 | 0 | 0 | 0 | 0 | 0 | 0 | 0 | 0 | 0 | 0
Grendon | Storage/Batteries | Srg_BB001_1 | Batteries > 200 kW | MW | HydrogenEvolution | 0 | 0 | 0 | 0 | 0 | 0 | 0 | 0 | 0 | 0 | 0 | 0 | 0 | 0 | 0 | 0 | 0 | 0 | 0 | 0 | 0 | 0 | 0 | 0 | 0 | 0 | 0
Mill Hill and Hendon | Storage/Batteries | Srg_BB001_1 | Batteries > 200 kW | MW | HolisticTransition | 0 | 0 | 0 | 0 | 0 | 0 | 0 | 0 | 0 | 0 | 0 | 0 | 0 | 0 | 0 | 0 | 0 | 0 | 0 | 0 | 0 | 0 | 0 | 0 | 0 | 0 | 0
Mill Hill and Hendon | Storage/Batteries | Srg_BB001_1 | Batteries > 200 kW | MW | FallingBehind | 0 | 0 | 0 | 0 | 0 | 0 | 0 | 0 | 0 | 0 | 0 | 0 | 0 | 0 | 0 | 0 | 0 | 0 | 0 | 0 | 0 | 0 | 0 | 0 | 0 | 0 | 0
Mill Hill and Hendon | Storage/Batteries | Srg_BB001_1 | Batteries > 200 kW | MW | ElectricEngagement | 0 | 0 | 0 | 0 | 0 | 0 | 0 | 0 | 0 | 0 | 0 | 0 | 0 | 0 | 0 | 0 | 0 | 0 | 0 | 0 | 0 | 0 | 0 | 0 | 0 | 0 | 0
Mill Hill and Hendon | Storage/Batteries | Srg_BB001_1 | Batteries > 200 kW | MW | HydrogenEvolution | 0 | 0 | 0 | 0 | 0 | 0 | 0 | 0 | 0 | 0 | 0 | 0 | 0 | 0 | 0 | 0 | 0 | 0 | 0 | 0 | 0 | 0 | 0 | 0 | 0 | 0 | 0
Norwich | Storage/Batteries | Srg_BB001_1 | Batteries > 200 kW | MW | HolisticTransition | 0 | 0 | 0 | 0 | 0 | 0 | 0 | 0 | 0 | 0 | 0 | 0 | 0 | 0 | 0 | 0 | 0 | 0 | 0 | 0 | 0 | 0 | 0 | 0 | 0 | 0 | 0
Norwich | Storage/Batteries | Srg_BB001_1 | Batteries > 200 kW | MW | FallingBehind | 0 | 0 | 0 | 0 | 0 | 0 | 0 | 0 | 0 | 0 | 0 | 0 | 0 | 0 | 0 | 0 | 0 | 0 | 0 | 0 | 0 | 0 | 0 | 0 | 0 | 0 | 0
Norwich | Storage/Batteries | Srg_BB001_1 | Batteries > 200 kW | MW | ElectricEngagement | 0 | 0 | 0 | 0 | 0 | 0 | 0 | 0 | 0 | 0 | 0 | 0 | 0 | 0 | 0 | 0 | 0 | 0 | 0 | 0 | 0 | 0 | 0 | 0 | 0 | 0 | 0
Norwich | Storage/Batteries | Srg_BB001_1 | Batteries > 200 kW | MW | HydrogenEvolution | 0 | 0 | 0 | 0 | 0 | 0 | 0 | 0 | 0 | 0 | 0 | 0 | 0 | 0 | 0 | 0 | 0 | 0 | 0 | 0 | 0 | 0 | 0 | 0 | 0 | 0 | 0
Pelham and Wymondley | Storage/Batteries | Srg_BB001_1 | Batteries > 200 kW | MW | HolisticTransition | 0 | 0 | 0 | 0 | 0 | 0 | 0 | 0 | 0 | 0 | 0 | 0 | 0 | 0 | 0 | 0 | 0 | 0 | 0 | 0 | 0 | 0 | 0 | 0 | 0 | 0 | 0
Pelham and Wymondley | Storage/Batteries | Srg_BB001_1 | Batteries > 200 kW | MW | FallingBehind | 0 | 0 | 0 | 0 | 0 | 0 | 0 | 0 | 0 | 0 | 0 | 0 | 0 | 0 | 0 | 0 | 0 | 0 | 0 | 0 | 0 | 0 | 0 | 0 | 0 | 0 | 0
Pelham and Wymondley | Storage/Batteries | Srg_BB001_1 | Batteries > 200 kW | MW | ElectricEngagement | 0 | 0 | 0 | 0 | 0 | 0 | 0 | 0 | 0 | 0 | 0 | 0 | 0 | 0 | 0 | 0 | 0 | 0 | 0 | 0 | 0 | 0 | 0 | 0 | 0 | 0 | 0
Pelham and Wymondley | Storage/Batteries | Srg_BB001_1 | Batteries > 200 kW | MW | HydrogenEvolution | 0 | 0 | 0 | 0 | 0 | 0 | 0 | 0 | 0 | 0 | 0 | 0 | 0 | 0 | 0 | 0 | 0 | 0 | 0 | 0 | 0 | 0 | 0 | 0 | 0 | 0 | 0
Pelham and Wymondley and Twinstead Green | Storage/Batteries | Srg_BB001_1 | Batteries > 200 kW | MW | HolisticTransition | 0 | 0 | 0 | 0 | 0 | 0 | 0 | 0 | 0 | 0 | 0 | 0 | 0 | 0 | 0 | 0 | 0 | 0 | 0 | 0 | 0 | 0 | 0 | 0 | 0 | 0 | 0
Pelham and Wymondley and Twinstead Green | Storage/Batteries | Srg_BB001_1 | Batteries > 200 kW | MW | FallingBehind | 0 | 0 | 0 | 0 | 0 | 0 | 0 | 0 | 0 | 0 | 0 | 0 | 0 | 0 | 0 | 0 | 0 | 0 | 0 | 0 | 0 | 0 | 0 | 0 | 0 | 0 | 0
Pelham and Wymondley and Twinstead Green | Storage/Batteries | Srg_BB001_1 | Batteries > 200 kW | MW | ElectricEngagement | 0 | 0 | 0 | 0 | 0 | 0 | 0 | 0 | 0 | 0 | 0 | 0 | 0 | 0 | 0 | 0 | 0 | 0 | 0 | 0 | 0 | 0 | 0 | 0 | 0 | 0 | 0
Pelham and Wymondley and Twinstead Green | Storage/Batteries | Srg_BB001_1 | Batteries > 200 kW | MW | HydrogenEvolution | 0 | 0 | 0 | 0 | 0 | 0 | 0 | 0 | 0 | 0 | 0 | 0 | 0 | 0 | 0 | 0 | 0 | 0 | 0 | 0 | 0 | 0 | 0 | 0 | 0 | 0 | 0
Rayleigh | Storage/Batteries | Srg_BB001_1 | Batteries > 200 kW | MW | HolisticTransition | 0 | 0 | 0 | 0 | 0 | 0 | 0 | 0 | 0 | 0 | 0 | 0 | 0 | 0 | 0 | 0 | 0 | 0 | 0 | 0 | 0 | 0 | 0 | 0 | 0 | 0 | 0
Rayleigh | Storage/Batteries | Srg_BB001_1 | Batteries > 200 kW | MW | FallingBehind | 0 | 0 | 0 | 0 | 0 | 0 | 0 | 0 | 0 | 0 | 0 | 0 | 0 | 0 | 0 | 0 | 0 | 0 | 0 | 0 | 0 | 0 | 0 | 0 | 0 | 0 | 0
Rayleigh | Storage/Batteries | Srg_BB001_1 | Batteries > 200 kW | MW | ElectricEngagement | 0 | 0 | 0 | 0 | 0 | 0 | 0 | 0 | 0 | 0 | 0 | 0 | 0 | 0 | 0 | 0 | 0 | 0 | 0 | 0 | 0 | 0 | 0 | 0 | 0 | 0 | 0
Rayleigh | Storage/Batteries | Srg_BB001_1 | Batteries > 200 kW | MW | HydrogenEvolution | 0 | 0 | 0 | 0 | 0 | 0 | 0 | 0 | 0 | 0 | 0 | 0 | 0 | 0 | 0 | 0 | 0 | 0 | 0 | 0 | 0 | 0 | 0 | 0 | 0 | 0 | 0
Rye House | Storage/Batteries | Srg_BB001_1 | Batteries > 200 kW | MW | HolisticTransition | 0 | 0 | 0 | 0 | 0 | 0 | 0 | 0 | 0 | 0 | 0 | 0 | 0 | 0 | 0 | 0 | 0 | 0 | 0 | 0 | 0 | 0 | 0 | 0 | 0 | 0 | 0
Rye House | Storage/Batteries | Srg_BB001_1 | Batteries > 200 kW | MW | FallingBehind | 0 | 0 | 0 | 0 | 0 | 0 | 0 | 0 | 0 | 0 | 0 | 0 | 0 | 0 | 0 | 0 | 0 | 0 | 0 | 0 | 0 | 0 | 0 | 0 | 0 | 0 | 0
Rye House | Storage/Batteries | Srg_BB001_1 | Batteries > 200 kW | MW | ElectricEngagement | 0 | 0 | 0 | 0 | 0 | 0 | 0 | 0 | 0 | 0 | 0 | 0 | 0 | 0 | 0 | 0 | 0 | 0 | 0 | 0 | 0 | 0 | 0 | 0 | 0 | 0 | 0
Rye House | Storage/Batteries | Srg_BB001_1 | Batteries > 200 kW | MW | HydrogenEvolution | 0 | 0 | 0 | 0 | 0 | 0 | 0 | 0 | 0 | 0 | 0 | 0 | 0 | 0 | 0 | 0 | 0 | 0 | 0 | 0 | 0 | 0 | 0 | 0 | 0 | 0 | 0
Sundon | Storage/Batteries | Srg_BB001_1 | Batteries > 200 kW | MW | HolisticTransition | 0 | 0 | 0 | 0 | 0 | 0 | 0 | 0 | 0 | 0 | 0 | 0 | 0 | 0 | 0 | 0 | 0 | 0 | 0 | 0 | 0 | 0 | 0 | 0 | 0 | 0 | 0
Sundon | Storage/Batteries | Srg_BB001_1 | Batteries > 200 kW | MW | FallingBehind | 0 | 0 | 0 | 0 | 0 | 0 | 0 | 0 | 0 | 0 | 0 | 0 | 0 | 0 | 0 | 0 | 0 | 0 | 0 | 0 | 0 | 0 | 0 | 0 | 0 | 0 | 0
Sundon | Storage/Batteries | Srg_BB001_1 | Batteries > 200 kW | MW | ElectricEngagement | 0 | 0 | 0 | 0 | 0 | 0 | 0 | 0 | 0 | 0 | 0 | 0 | 0 | 0 | 0 | 0 | 0 | 0 | 0 | 0 | 0 | 0 | 0 | 0 | 0 | 0 | 0
Sundon | Storage/Batteries | Srg_BB001_1 | Batteries > 200 kW | MW | HydrogenEvolution | 0 | 0 | 0 | 0 | 0 | 0 | 0 | 0 | 0 | 0 | 0 | 0 | 0 | 0 | 0 | 0 | 0 | 0 | 0 | 0 | 0 | 0 | 0 | 0 | 0 | 0 | 0
Tilbury 1&7 | Storage/Batteries | Srg_BB001_1 | Batteries > 200 kW | MW | HolisticTransition | 0 | 0 | 0 | 0 | 0 | 0 | 0 | 0 | 0 | 0 | 0 | 0 | 0 | 0 | 0 | 0 | 0 | 0 | 0 | 0 | 0 | 0 | 0 | 0 | 0 | 0 | 0
Tilbury 1&7 | Storage/Batteries | Srg_BB001_1 | Batteries > 200 kW | MW | FallingBehind | 0 | 0 | 0 | 0 | 0 | 0 | 0 | 0 | 0 | 0 | 0 | 0 | 0 | 0 | 0 | 0 | 0 | 0 | 0 | 0 | 0 | 0 | 0 | 0 | 0 | 0 | 0
Tilbury 1&7 | Storage/Batteries | Srg_BB001_1 | Batteries > 200 kW | MW | ElectricEngagement | 0 | 0 | 0 | 0 | 0 | 0 | 0 | 0 | 0 | 0 | 0 | 0 | 0 | 0 | 0 | 0 | 0 | 0 | 0 | 0 | 0 | 0 | 0 | 0 | 0 | 0 | 0
Tilbury 1&7 | Storage/Batteries | Srg_BB001_1 | Batteries > 200 kW | MW | HydrogenEvolution | 0 | 0 | 0 | 0 | 0 | 0 | 0 | 0 | 0 | 0 | 0 | 0 | 0 | 0 | 0 | 0 | 0 | 0 | 0 | 0 | 0 | 0 | 0 | 0 | 0 | 0 | 0
Tilbury 2&8 | Storage/Batteries | Srg_BB001_1 | Batteries > 200 kW | MW | HolisticTransition | 0 | 0 | 0 | 0 | 0 | 0 | 0 | 0 | 0 | 0 | 0 | 0 | 0 | 0 | 0 | 0 | 0 | 0 | 0 | 0 | 0 | 0 | 0 | 0 | 0 | 0 | 0
Tilbury 2&8 | Storage/Batteries | Srg_BB001_1 | Batteries > 200 kW | MW | FallingBehind | 0 | 0 | 0 | 0 | 0 | 0 | 0 | 0 | 0 | 0 | 0 | 0 | 0 | 0 | 0 | 0 | 0 | 0 | 0 | 0 | 0 | 0 | 0 | 0 | 0 | 0 | 0
Tilbury 2&8 | Storage/Batteries | Srg_BB001_1 | Batteries > 200 kW | MW | ElectricEngagement | 0 | 0 | 0 | 0 | 0 | 0 | 0 | 0 | 0 | 0 | 0 | 0 | 0 | 0 | 0 | 0 | 0 | 0 | 0 | 0 | 0 | 0 | 0 | 0 | 0 | 0 | 0
Tilbury 2&8 | Storage/Batteries | Srg_BB001_1 | Batteries > 200 kW | MW | HydrogenEvolution | 0 | 0 | 0 | 0 | 0 | 0 | 0 | 0 | 0 | 0 | 0 | 0 | 0 | 0 | 0 | 0 | 0 | 0 | 0 | 0 | 0 | 0 | 0 | 0 | 0 | 0 | 0
Tottenham | Storage/Batteries | Srg_BB001_1 | Batteries > 200 kW | MW | HolisticTransition | 0 | 0 | 0 | 0 | 0 | 0 | 0 | 0 | 0 | 0 | 0 | 0 | 0 | 0 | 0 | 0 | 0 | 0 | 0 | 0 | 0 | 0 | 0 | 0 | 0 | 0 | 0
Tottenham | Storage/Batteries | Srg_BB001_1 | Batteries > 200 kW | MW | FallingBehind | 0 | 0 | 0 | 0 | 0 | 0 | 0 | 0 | 0 | 0 | 0 | 0 | 0 | 0 | 0 | 0 | 0 | 0 | 0 | 0 | 0 | 0 | 0 | 0 | 0 | 0 | 0
Tottenham | Storage/Batteries | Srg_BB001_1 | Batteries > 200 kW | MW | ElectricEngagement | 0 | 0 | 0 | 0 | 0 | 0 | 0 | 0 | 0 | 0 | 0 | 0 | 0 | 0 | 0 | 0 | 0 | 0 | 0 | 0 | 0 | 0 | 0 | 0 | 0 | 0 | 0
Tottenham | Storage/Batteries | Srg_BB001_1 | Batteries > 200 kW | MW | HydrogenEvolution | 0 | 0 | 0 | 0 | 0 | 0 | 0 | 0 | 0 | 0 | 0 | 0 | 0 | 0 | 0 | 0 | 0 | 0 | 0 | 0 | 0 | 0 | 0 | 0 | 0 | 0 | 0
Walpole | Storage/Batteries | Srg_BB001_1 | Batteries > 200 kW | MW | HolisticTransition | 0 | 0 | 0 | 0 | 0 | 0 | 0 | 0 | 0 | 0 | 0 | 0 | 0 | 0 | 0 | 0 | 0 | 0 | 0 | 0 | 0 | 0 | 0 | 0 | 0 | 0 | 0
Walpole | Storage/Batteries | Srg_BB001_1 | Batteries > 200 kW | MW | FallingBehind | 0 | 0 | 0 | 0 | 0 | 0 | 0 | 0 | 0 | 0 | 0 | 0 | 0 | 0 | 0 | 0 | 0 | 0 | 0 | 0 | 0 | 0 | 0 | 0 | 0 | 0 | 0
Walpole | Storage/Batteries | Srg_BB001_1 | Batteries > 200 kW | MW | ElectricEngagement | 0 | 0 | 0 | 0 | 0 | 0 | 0 | 0 | 0 | 0 | 0 | 0 | 0 | 0 | 0 | 0 | 0 | 0 | 0 | 0 | 0 | 0 | 0 | 0 | 0 | 0 | 0
Walpole | Storage/Batteries | Srg_BB001_1 | Batteries > 200 kW | MW | HydrogenEvolution | 0 | 0 | 0 | 0 | 0 | 0 | 0 | 0 | 0 | 0 | 0 | 0 | 0 | 0 | 0 | 0 | 0 | 0 | 0 | 0 | 0 | 0 | 0 | 0 | 0 | 0 | 0
Warley | Storage/Batteries | Srg_BB001_1 | Batteries > 200 kW | MW | HolisticTransition | 0 | 0 | 0 | 0 | 0 | 0 | 0 | 0 | 0 | 0 | 0 | 0 | 0 | 0 | 0 | 0 | 0 | 0 | 0 | 0 | 0 | 0 | 0 | 0 | 0 | 0 | 0
Warley | Storage/Batteries | Srg_BB001_1 | Batteries > 200 kW | MW | FallingBehind | 0 | 0 | 0 | 0 | 0 | 0 | 0 | 0 | 0 | 0 | 0 | 0 | 0 | 0 | 0 | 0 | 0 | 0 | 0 | 0 | 0 | 0 | 0 | 0 | 0 | 0 | 0
Warley | Storage/Batteries | Srg_BB001_1 | Batteries > 200 kW | MW | ElectricEngagement | 0 | 0 | 0 | 0 | 0 | 0 | 0 | 0 | 0 | 0 | 0 | 0 | 0 | 0 | 0 | 0 | 0 | 0 | 0 | 0 | 0 | 0 | 0 | 0 | 0 | 0 | 0
Warley | Storage/Batteries | Srg_BB001_1 | Batteries > 200 kW | MW | HydrogenEvolution | 0 | 0 | 0 | 0 | 0 | 0 | 0 | 0 | 0 | 0 | 0 | 0 | 0 | 0 | 0 | 0 | 0 | 0 | 0 | 0 | 0 | 0 | 0 | 0 | 0 | 0 | 0
Watford South 2 and 4 | Storage/Batteries | Srg_BB001_1 | Batteries > 200 kW | MW | HolisticTransition | 0 | 0 | 0 | 0 | 0 | 0 | 0 | 0 | 0 | 0 | 0 | 0 | 0 | 0 | 0 | 0 | 0 | 0 | 0 | 0 | 0 | 0 | 0 | 0 | 0 | 0 | 0
Watford South 2 and 4 | Storage/Batteries | Srg_BB001_1 | Batteries > 200 kW | MW | FallingBehind | 0 | 0 | 0 | 0 | 0 | 0 | 0 | 0 | 0 | 0 | 0 | 0 | 0 | 0 | 0 | 0 | 0 | 0 | 0 | 0 | 0 | 0 | 0 | 0 | 0 | 0 | 0
Watford South 2 and 4 | Storage/Batteries | Srg_BB001_1 | Batteries > 200 kW | MW | ElectricEngagement | 0 | 0 | 0 | 0 | 0 | 0 | 0 | 0 | 0 | 0 | 0 | 0 | 0 | 0 | 0 | 0 | 0 | 0 | 0 | 0 | 0 | 0 | 0 | 0 | 0 | 0 | 0
Watford South 2 and 4 | Storage/Batteries | Srg_BB001_1 | Batteries > 200 kW | MW | HydrogenEvolution | 0 | 0 | 0 | 0 | 0 | 0 | 0 | 0 | 0 | 0 | 0 | 0 | 0 | 0 | 0 | 0 | 0 | 0 | 0 | 0 | 0 | 0 | 0 | 0 | 0 | 0 | 0
West Thurrock | Storage/Batteries | Srg_BB001_1 | Batteries > 200 kW | MW | HolisticTransition | 0 | 0 | 0 | 0 | 0 | 0 | 0 | 0 | 0 | 0 | 0 | 0 | 0 | 0 | 0 | 0 | 0 | 0 | 0 | 0 | 0 | 0 | 0 | 0 | 0 | 0 | 0
West Thurrock | Storage/Batteries | Srg_BB001_1 | Batteries > 200 kW | MW | FallingBehind | 0 | 0 | 0 | 0 | 0 | 0 | 0 | 0 | 0 | 0 | 0 | 0 | 0 | 0 | 0 | 0 | 0 | 0 | 0 | 0 | 0 | 0 | 0 | 0 | 0 | 0 | 0
West Thurrock | Storage/Batteries | Srg_BB001_1 | Batteries > 200 kW | MW | ElectricEngagement | 0 | 0 | 0 | 0 | 0 | 0 | 0 | 0 | 0 | 0 | 0 | 0 | 0 | 0 | 0 | 0 | 0 | 0 | 0 | 0 | 0 | 0 | 0 | 0 | 0 | 0 | 0
West Thurrock | Storage/Batteries | Srg_BB001_1 | Batteries > 200 kW | MW | HydrogenEvolution | 0 | 0 | 0 | 0 | 0 | 0 | 0 | 0 | 0 | 0 | 0 | 0 | 0 | 0 | 0 | 0 | 0 | 0 | 0 | 0 | 0 | 0 | 0 | 0 | 0 | 0 | 0
Willesden | Storage/Batteries | Srg_BB001_1 | Batteries > 200 kW | MW | HolisticTransition | 0 | 0 | 0 | 0 | 0 | 0 | 0 | 0 | 0 | 0 | 0 | 0 | 0 | 0 | 0 | 0 | 0 | 0 | 0 | 0 | 0 | 0 | 0 | 0 | 0 | 0 | 0
Willesden | Storage/Batteries | Srg_BB001_1 | Batteries > 200 kW | MW | FallingBehind | 0 | 0 | 0 | 0 | 0 | 0 | 0 | 0 | 0 | 0 | 0 | 0 | 0 | 0 | 0 | 0 | 0 | 0 | 0 | 0 | 0 | 0 | 0 | 0 | 0 | 0 | 0
Willesden | Storage/Batteries | Srg_BB001_1 | Batteries > 200 kW | MW | ElectricEngagement | 0 | 0 | 0 | 0 | 0 | 0 | 0 | 0 | 0 | 0 | 0 | 0 | 0 | 0 | 0 | 0 | 0 | 0 | 0 | 0 | 0 | 0 | 0 | 0 | 0 | 0 | 0
Willesden | Storage/Batteries | Srg_BB001_1 | Batteries > 200 kW | MW | HydrogenEvolution | 0 | 0 | 0 | 0 | 0 | 0 | 0 | 0 | 0 | 0 | 0 | 0 | 0 | 0 | 0 | 0 | 0 | 0 | 0 | 0 | 0 | 0 | 0 | 0 | 0 | 0 | 0
Amersham | Storage/Batteries | Srg_BB001_2 | Batteries >= 1 MW and <5 MW | MW | HolisticTransition | 0 | 0 | 0 | 0 | 0 | 0 | 0 | 0 | 0 | 0 | 0 | 0 | 0 | 0 | 0 | 0 | 0 | 0 | 0 | 0 | 0 | 0 | 0 | 0 | 0 | 0 | 0
Amersham | Storage/Batteries | Srg_BB001_2 | Batteries >= 1 MW and <5 MW | MW | FallingBehind | 0 | 0 | 0 | 0 | 0 | 0 | 0 | 0 | 0 | 0 | 0 | 0 | 0 | 0 | 0 | 0 | 0 | 0 | 0 | 0 | 0 | 0 | 0 | 0 | 0 | 0 | 0
Amersham | Storage/Batteries | Srg_BB001_2 | Batteries >= 1 MW and <5 MW | MW | ElectricEngagement | 0 | 0 | 0 | 0 | 0 | 0 | 0 | 0 | 0 | 0 | 0 | 0 | 0 | 0 | 0 | 0 | 0 | 0 | 0 | 0 | 0 | 0 | 0 | 0 | 0 | 0 | 0
Amersham | Storage/Batteries | Srg_BB001_2 | Batteries >= 1 MW and <5 MW | MW | HydrogenEvolution | 0 | 0 | 0 | 0 | 0 | 0 | 0 | 0 | 0 | 0 | 0 | 0 | 0 | 0 | 0 | 0 | 0 | 0 | 0 | 0 | 0 | 0 | 0 | 0 | 0 | 0 | 0
Barking 132 | Storage/Batteries | Srg_BB001_2 | Batteries >= 1 MW and <5 MW | MW | HolisticTransition | 0 | 0 | 0 | 0 | 0 | 0 | 0 | 0 | 0 | 0 | 0 | 0 | 0 | 0 | 0 | 0 | 0 | 0 | 0 | 0 | 0 | 0 | 0 | 0 | 0 | 0 | 0
Barking 132 | Storage/Batteries | Srg_BB001_2 | Batteries >= 1 MW and <5 MW | MW | FallingBehind | 0 | 0 | 0 | 0 | 0 | 0 | 0 | 0 | 0 | 0 | 0 | 0 | 0 | 0 | 0 | 0 | 0 | 0 | 0 | 0 | 0 | 0 | 0 | 0 | 0 | 0 | 0
Barking 132 | Storage/Batteries | Srg_BB001_2 | Batteries >= 1 MW and <5 MW | MW | ElectricEngagement | 0 | 0 | 0 | 0 | 0 | 0 | 0 | 0 | 0 | 0 | 0 | 0 | 0 | 0 | 0 | 0 | 0 | 0 | 0 | 0 | 0 | 0 | 0 | 0 | 0 | 0 | 0
Barking 132 | Storage/Batteries | Srg_BB001_2 | Batteries >= 1 MW and <5 MW | MW | HydrogenEvolution | 0 | 0 | 0 | 0 | 0 | 0 | 0 | 0 | 0 | 0 | 0 | 0 | 0 | 0 | 0 | 0 | 0 | 0 | 0 | 0 | 0 | 0 | 0 | 0 | 0 | 0 | 0
Barking West (EPN) | Storage/Batteries | Srg_BB001_2 | Batteries >= 1 MW and <5 MW | MW | HolisticTransition | 0 | 0 | 0 | 0 | 0 | 0 | 0 | 0 | 0 | 0 | 0 | 0 | 0 | 0 | 0 | 0 | 0 | 0 | 0 | 0 | 0 | 0 | 0 | 0 | 0 | 0 | 0
Barking West (EPN) | Storage/Batteries | Srg_BB001_2 | Batteries >= 1 MW and <5 MW | MW | FallingBehind | 0 | 0 | 0 | 0 | 0 | 0 | 0 | 0 | 0 | 0 | 0 | 0 | 0 | 0 | 0 | 0 | 0 | 0 | 0 | 0 | 0 | 0 | 0 | 0 | 0 | 0 | 0
Barking West (EPN) | Storage/Batteries | Srg_BB001_2 | Batteries >= 1 MW and <5 MW | MW | ElectricEngagement | 0 | 0 | 0 | 0 | 0 | 0 | 0 | 0 | 0 | 0 | 0 | 0 | 0 | 0 | 0 | 0 | 0 | 0 | 0 | 0 | 0 | 0 | 0 | 0 | 0 | 0 | 0
Barking West (EPN) | Storage/Batteries | Srg_BB001_2 | Batteries >= 1 MW and <5 MW | MW | HydrogenEvolution | 0 | 0 | 0 | 0 | 0 | 0 | 0 | 0 | 0 | 0 | 0 | 0 | 0 | 0 | 0 | 0 | 0 | 0 | 0 | 0 | 0 | 0 | 0 | 0 | 0 | 0 | 0
Biggleswade | Storage/Batteries | Srg_BB001_2 | Batteries >= 1 MW and <5 MW | MW | HolisticTransition | 0 | 0 | 0 | 0 | 0 | 0 | 0 | 0 | 0 | 0 | 0 | 0 | 0 | 0 | 0 | 0 | 0 | 0 | 0 | 0 | 0 | 0 | 0 | 0 | 0 | 0 | 0
Biggleswade | Storage/Batteries | Srg_BB001_2 | Batteries >= 1 MW and <5 MW | MW | FallingBehind | 0 | 0 | 0 | 0 | 0 | 0 | 0 | 0 | 0 | 0 | 0 | 0 | 0 | 0 | 0 | 0 | 0 | 0 | 0 | 0 | 0 | 0 | 0 | 0 | 0 | 0 | 0
Biggleswade | Storage/Batteries | Srg_BB001_2 | Batteries >= 1 MW and <5 MW | MW | ElectricEngagement | 0 | 0 | 0 | 0 | 0 | 0 | 0 | 0 | 0 | 0 | 0 | 0 | 0 | 0 | 0 | 0 | 0 | 0 | 0 | 0 | 0 | 0 | 0 | 0 | 0 | 0 | 0
Biggleswade | Storage/Batteries | Srg_BB001_2 | Batteries >= 1 MW and <5 MW | MW | HydrogenEvolution | 0 | 0 | 0 | 0 | 0 | 0 | 0 | 0 | 0 | 0 | 0 | 0 | 0 | 0 | 0 | 0 | 0 | 0 | 0 | 0 | 0 | 0 | 0 | 0 | 0 | 0 | 0
Bourne | Storage/Batteries | Srg_BB001_2 | Batteries >= 1 MW and <5 MW | MW | HolisticTransition | 0 | 0 | 0 | 0 | 0 | 0 | 0 | 0 | 0 | 0 | 0 | 0 | 0 | 0 | 0 | 0 | 0 | 0 | 0 | 0 | 0 | 0 | 0 | 0 | 0 | 0 | 0
Bourne | Storage/Batteries | Srg_BB001_2 | Batteries >= 1 MW and <5 MW | MW | FallingBehind | 0 | 0 | 0 | 0 | 0 | 0 | 0 | 0 | 0 | 0 | 0 | 0 | 0 | 0 | 0 | 0 | 0 | 0 | 0 | 0 | 0 | 0 | 0 | 0 | 0 | 0 | 0
Bourne | Storage/Batteries | Srg_BB001_2 | Batteries >= 1 MW and <5 MW | MW | ElectricEngagement | 0 | 0 | 0 | 0 | 0 | 0 | 0 | 0 | 0 | 0 | 0 | 0 | 0 | 0 | 0 | 0 | 0 | 0 | 0 | 0 | 0 | 0 | 0 | 0 | 0 | 0 | 0
Bourne | Storage/Batteries | Srg_BB001_2 | Batteries >= 1 MW and <5 MW | MW | HydrogenEvolution | 0 | 0 | 0 | 0 | 0 | 0 | 0 | 0 | 0 | 0 | 0 | 0 | 0 | 0 | 0 | 0 | 0 | 0 | 0 | 0 | 0 | 0 | 0 | 0 | 0 | 0 | 0
Braintree | Storage/Batteries | Srg_BB001_2 | Batteries >= 1 MW and <5 MW | MW | HolisticTransition | 0 | 0 | 0 | 0 | 0 | 0 | 0 | 0 | 0 | 0 | 0 | 0 | 0 | 0 | 0 | 0 | 0 | 0 | 0 | 0 | 0 | 0 | 0 | 0 | 0 | 0 | 0
Braintree | Storage/Batteries | Srg_BB001_2 | Batteries >= 1 MW and <5 MW | MW | FallingBehind | 0 | 0 | 0 | 0 | 0 | 0 | 0 | 0 | 0 | 0 | 0 | 0 | 0 | 0 | 0 | 0 | 0 | 0 | 0 | 0 | 0 | 0 | 0 | 0 | 0 | 0 | 0
Braintree | Storage/Batteries | Srg_BB001_2 | Batteries >= 1 MW and <5 MW | MW | ElectricEngagement | 0 | 0 | 0 | 0 | 0 | 0 | 0 | 0 | 0 | 0 | 0 | 0 | 0 | 0 | 0 | 0 | 0 | 0 | 0 | 0 | 0 | 0 | 0 | 0 | 0 | 0 | 0
Braintree | Storage/Batteries | Srg_BB001_2 | Batteries >= 1 MW and <5 MW | MW | HydrogenEvolution | 0 | 0 | 0 | 0 | 0 | 0 | 0 | 0 | 0 | 0 | 0 | 0 | 0 | 0 | 0 | 0 | 0 | 0 | 0 | 0 | 0 | 0 | 0 | 0 | 0 | 0 | 0
Bramford | Storage/Batteries | Srg_BB001_2 | Batteries >= 1 MW and <5 MW | MW | HolisticTransition | 2 | 2 | 2 | 2 | 2 | 2 | 2 | 2 | 2 | 2 | 2 | 2 | 2 | 2 | 2 | 2 | 2 | 2 | 2 | 2 | 2 | 2 | 2 | 2 | 2 | 2 | 2
Bramford | Storage/Batteries | Srg_BB001_2 | Batteries >= 1 MW and <5 MW | MW | FallingBehind | 2 | 2 | 2 | 2 | 2 | 2 | 2 | 2 | 2 | 2 | 2 | 2 | 2 | 2 | 2 | 2 | 2 | 2 | 2 | 2 | 2 | 2 | 2 | 2 | 2 | 2 | 2
Bramford | Storage/Batteries | Srg_BB001_2 | Batteries >= 1 MW and <5 MW | MW | ElectricEngagement | 2 | 2 | 2 | 2 | 2 | 2 | 2 | 2 | 2 | 2 | 2 | 2 | 2 | 2 | 2 | 2 | 2 | 2 | 2 | 2 | 2 | 2 | 2 | 2 | 2 | 2 | 2
Bramford | Storage/Batteries | Srg_BB001_2 | Batteries >= 1 MW and <5 MW | MW | HydrogenEvolution | 2 | 2 | 2 | 2 | 2 | 2 | 2 | 2 | 2 | 2 | 2 | 2 | 2 | 2 | 2 | 2 | 2 | 2 | 2 | 2 | 2 | 2 | 2 | 2 | 2 | 2 | 2
Brimsdown (EPN) | Storage/Batteries | Srg_BB001_2 | Batteries >= 1 MW and <5 MW | MW | HolisticTransition | 0 | 0 | 0 | 0 | 0 | 0 | 0 | 0 | 0 | 0 | 0 | 0 | 0 | 0 | 0 | 0 | 0 | 0 | 0 | 0 | 0 | 0 | 0 | 0 | 0 | 0 | 0
Brimsdown (EPN) | Storage/Batteries | Srg_BB001_2 | Batteries >= 1 MW and <5 MW | MW | FallingBehind | 0 | 0 | 0 | 0 | 0 | 0 | 0 | 0 | 0 | 0 | 0 | 0 | 0 | 0 | 0 | 0 | 0 | 0 | 0 | 0 | 0 | 0 | 0 | 0 | 0 | 0 | 0
Brimsdown (EPN) | Storage/Batteries | Srg_BB001_2 | Batteries >= 1 MW and <5 MW | MW | ElectricEngagement | 0 | 0 | 0 | 0 | 0 | 0 | 0 | 0 | 0 | 0 | 0 | 0 | 0 | 0 | 0 | 0 | 0 | 0 | 0 | 0 | 0 | 0 | 0 | 0 | 0 | 0 | 0
Brimsdown (EPN) | Storage/Batteries | Srg_BB001_2 | Batteries >= 1 MW and <5 MW | MW | HydrogenEvolution | 0 | 0 | 0 | 0 | 0 | 0 | 0 | 0 | 0 | 0 | 0 | 0 | 0 | 0 | 0 | 0 | 0 | 0 | 0 | 0 | 0 | 0 | 0 | 0 | 0 | 0 | 0
Burwell | Storage/Batteries | Srg_BB001_2 | Batteries >= 1 MW and <5 MW | MW | HolisticTransition | 0 | 0 | 0 | 0 | 0 | 0 | 0 | 0 | 0 | 0 | 0 | 0 | 0 | 0 | 0 | 0 | 0 | 0 | 0 | 0 | 0 | 0 | 0 | 0 | 0 | 0 | 0
Burwell | Storage/Batteries | Srg_BB001_2 | Batteries >= 1 MW and <5 MW | MW | FallingBehind | 0 | 0 | 0 | 0 | 0 | 0 | 0 | 0 | 0 | 0 | 0 | 0 | 0 | 0 | 0 | 0 | 0 | 0 | 0 | 0 | 0 | 0 | 0 | 0 | 0 | 0 | 0
Burwell | Storage/Batteries | Srg_BB001_2 | Batteries >= 1 MW and <5 MW | MW | ElectricEngagement | 0 | 0 | 0 | 0 | 0 | 0 | 0 | 0 | 0 | 0 | 0 | 0 | 0 | 0 | 0 | 0 | 0 | 0 | 0 | 0 | 0 | 0 | 0 | 0 | 0 | 0 | 0
Burwell | Storage/Batteries | Srg_BB001_2 | Batteries >= 1 MW and <5 MW | MW | HydrogenEvolution | 0 | 0 | 0 | 0 | 0 | 0 | 0 | 0 | 0 | 0 | 0 | 0 | 0 | 0 | 0 | 0 | 0 | 0 | 0 | 0 | 0 | 0 | 0 | 0 | 0 | 0 | 0
Eaton Socon | Storage/Batteries | Srg_BB001_2 | Batteries >= 1 MW and <5 MW | MW | HolisticTransition | 0 | 0 | 0 | 0 | 0 | 0 | 0 | 0 | 0 | 0 | 0 | 0 | 0 | 0 | 0 | 0 | 0 | 0 | 0 | 0 | 0 | 0 | 0 | 0 | 0 | 0 | 0
Eaton Socon | Storage/Batteries | Srg_BB001_2 | Batteries >= 1 MW and <5 MW | MW | FallingBehind | 0 | 0 | 0 | 0 | 0 | 0 | 0 | 0 | 0 | 0 | 0 | 0 | 0 | 0 | 0 | 0 | 0 | 0 | 0 | 0 | 0 | 0 | 0 | 0 | 0 | 0 | 0
Eaton Socon | Storage/Batteries | Srg_BB001_2 | Batteries >= 1 MW and <5 MW | MW | ElectricEngagement | 0 | 0 | 0 | 0 | 0 | 0 | 0 | 0 | 0 | 0 | 0 | 0 | 0 | 0 | 0 | 0 | 0 | 0 | 0 | 0 | 0 | 0 | 0 | 0 | 0 | 0 | 0
Eaton Socon | Storage/Batteries | Srg_BB001_2 | Batteries >= 1 MW and <5 MW | MW | HydrogenEvolution | 0 | 0 | 0 | 0 | 0 | 0 | 0 | 0 | 0 | 0 | 0 | 0 | 0 | 0 | 0 | 0 | 0 | 0 | 0 | 0 | 0 | 0 | 0 | 0 | 0 | 0 | 0
Elstree 1&2 and 8&9 and Watford South 3A&3B | Storage/Batteries | Srg_BB001_2 | Batteries >= 1 MW and <5 MW | MW | HolisticTransition | 0 | 0 | 0 | 0 | 0 | 0 | 0 | 0 | 0 | 0 | 0 | 0 | 0 | 0 | 0 | 0 | 0 | 0 | 0 | 0 | 0 | 0 | 0 | 0 | 0 | 0 | 0
Elstree 1&2 and 8&9 and Watford South 3A&3B | Storage/Batteries | Srg_BB001_2 | Batteries >= 1 MW and <5 MW | MW | FallingBehind | 0 | 0 | 0 | 0 | 0 | 0 | 0 | 0 | 0 | 0 | 0 | 0 | 0 | 0 | 0 | 0 | 0 | 0 | 0 | 0 | 0 | 0 | 0 | 0 | 0 | 0 | 0
Elstree 1&2 and 8&9 and Watford South 3A&3B | Storage/Batteries | Srg_BB001_2 | Batteries >= 1 MW and <5 MW | MW | ElectricEngagement | 0 | 0 | 0 | 0 | 0 | 0 | 0 | 0 | 0 | 0 | 0 | 0 | 0 | 0 | 0 | 0 | 0 | 0 | 0 | 0 | 0 | 0 | 0 | 0 | 0 | 0 | 0
Elstree 1&2 and 8&9 and Watford South 3A&3B | Storage/Batteries | Srg_BB001_2 | Batteries >= 1 MW and <5 MW | MW | HydrogenEvolution | 0 | 0 | 0 | 0 | 0 | 0 | 0 | 0 | 0 | 0 | 0 | 0 | 0 | 0 | 0 | 0 | 0 | 0 | 0 | 0 | 0 | 0 | 0 | 0 | 0 | 0 | 0
Elstree 3&4 | Storage/Batteries | Srg_BB001_2 | Batteries >= 1 MW and <5 MW | MW | HolisticTransition | 0 | 0 | 0 | 0 | 0 | 0 | 0 | 0 | 0 | 0 | 0 | 0 | 0 | 0 | 0 | 0 | 0 | 0 | 0 | 0 | 0 | 0 | 0 | 0 | 0 | 0 | 0
Elstree 3&4 | Storage/Batteries | Srg_BB001_2 | Batteries >= 1 MW and <5 MW | MW | FallingBehind | 0 | 0 | 0 | 0 | 0 | 0 | 0 | 0 | 0 | 0 | 0 | 0 | 0 | 0 | 0 | 0 | 0 | 0 | 0 | 0 | 0 | 0 | 0 | 0 | 0 | 0 | 0
Elstree 3&4 | Storage/Batteries | Srg_BB001_2 | Batteries >= 1 MW and <5 MW | MW | ElectricEngagement | 0 | 0 | 0 | 0 | 0 | 0 | 0 | 0 | 0 | 0 | 0 | 0 | 0 | 0 | 0 | 0 | 0 | 0 | 0 | 0 | 0 | 0 | 0 | 0 | 0 | 0 | 0
Elstree 3&4 | Storage/Batteries | Srg_BB001_2 | Batteries >= 1 MW and <5 MW | MW | HydrogenEvolution | 0 | 0 | 0 | 0 | 0 | 0 | 0 | 0 | 0 | 0 | 0 | 0 | 0 | 0 | 0 | 0 | 0 | 0 | 0 | 0 | 0 | 0 | 0 | 0 | 0 | 0 | 0
Grendon | Storage/Batteries | Srg_BB001_2 | Batteries >= 1 MW and <5 MW | MW | HolisticTransition | 0 | 0 | 0 | 0 | 0 | 0 | 0 | 0 | 0 | 0 | 0 | 0 | 0 | 0 | 0 | 0 | 0 | 0 | 0 | 0 | 0 | 0 | 0 | 0 | 0 | 0 | 0
Grendon | Storage/Batteries | Srg_BB001_2 | Batteries >= 1 MW and <5 MW | MW | FallingBehind | 0 | 0 | 0 | 0 | 0 | 0 | 0 | 0 | 0 | 0 | 0 | 0 | 0 | 0 | 0 | 0 | 0 | 0 | 0 | 0 | 0 | 0 | 0 | 0 | 0 | 0 | 0
Grendon | Storage/Batteries | Srg_BB001_2 | Batteries >= 1 MW and <5 MW | MW | ElectricEngagement | 0 | 0 | 0 | 0 | 0 | 0 | 0 | 0 | 0 | 0 | 0 | 0 | 0 | 0 | 0 | 0 | 0 | 0 | 0 | 0 | 0 | 0 | 0 | 0 | 0 | 0 | 0
Grendon | Storage/Batteries | Srg_BB001_2 | Batteries >= 1 MW and <5 MW | MW | HydrogenEvolution | 0 | 0 | 0 | 0 | 0 | 0 | 0 | 0 | 0 | 0 | 0 | 0 | 0 | 0 | 0 | 0 | 0 | 0 | 0 | 0 | 0 | 0 | 0 | 0 | 0 | 0 | 0
Mill Hill and Hendon | Storage/Batteries | Srg_BB001_2 | Batteries >= 1 MW and <5 MW | MW | HolisticTransition | 0 | 0 | 0 | 0 | 0 | 0 | 0 | 0 | 0 | 0 | 0 | 0 | 0 | 0 | 0 | 0 | 0 | 0 | 0 | 0 | 0 | 0 | 0 | 0 | 0 | 0 | 0
Mill Hill and Hendon | Storage/Batteries | Srg_BB001_2 | Batteries >= 1 MW and <5 MW | MW | FallingBehind | 0 | 0 | 0 | 0 | 0 | 0 | 0 | 0 | 0 | 0 | 0 | 0 | 0 | 0 | 0 | 0 | 0 | 0 | 0 | 0 | 0 | 0 | 0 | 0 | 0 | 0 | 0
Mill Hill and Hendon | Storage/Batteries | Srg_BB001_2 | Batteries >= 1 MW and <5 MW | MW | ElectricEngagement | 0 | 0 | 0 | 0 | 0 | 0 | 0 | 0 | 0 | 0 | 0 | 0 | 0 | 0 | 0 | 0 | 0 | 0 | 0 | 0 | 0 | 0 | 0 | 0 | 0 | 0 | 0
Mill Hill and Hendon | Storage/Batteries | Srg_BB001_2 | Batteries >= 1 MW and <5 MW | MW | HydrogenEvolution | 0 | 0 | 0 | 0 | 0 | 0 | 0 | 0 | 0 | 0 | 0 | 0 | 0 | 0 | 0 | 0 | 0 | 0 | 0 | 0 | 0 | 0 | 0 | 0 | 0 | 0 | 0
Norwich | Storage/Batteries | Srg_BB001_2 | Batteries >= 1 MW and <5 MW | MW | HolisticTransition | 0 | 0 | 0 | 0 | 0 | 0 | 0 | 0 | 0 | 0 | 0 | 0 | 0 | 0 | 0 | 0 | 0 | 0 | 0 | 0 | 0 | 0 | 0 | 0 | 0 | 0 | 0
Norwich | Storage/Batteries | Srg_BB001_2 | Batteries >= 1 MW and <5 MW | MW | FallingBehind | 0 | 0 | 0 | 0 | 0 | 0 | 0 | 0 | 0 | 0 | 0 | 0 | 0 | 0 | 0 | 0 | 0 | 0 | 0 | 0 | 0 | 0 | 0 | 0 | 0 | 0 | 0
Norwich | Storage/Batteries | Srg_BB001_2 | Batteries >= 1 MW and <5 MW | MW | ElectricEngagement | 0 | 0 | 0 | 0 | 0 | 0 | 0 | 0 | 0 | 0 | 0 | 0 | 0 | 0 | 0 | 0 | 0 | 0 | 0 | 0 | 0 | 0 | 0 | 0 | 0 | 0 | 0
Norwich | Storage/Batteries | Srg_BB001_2 | Batteries >= 1 MW and <5 MW | MW | HydrogenEvolution | 0 | 0 | 0 | 0 | 0 | 0 | 0 | 0 | 0 | 0 | 0 | 0 | 0 | 0 | 0 | 0 | 0 | 0 | 0 | 0 | 0 | 0 | 0 | 0 | 0 | 0 | 0
Pelham and Wymondley | Storage/Batteries | Srg_BB001_2 | Batteries >= 1 MW and <5 MW | MW | HolisticTransition | 0 | 0 | 0 | 0 | 0 | 0 | 0 | 0 | 0 | 0 | 0 | 0 | 0 | 0 | 0 | 0 | 0 | 0 | 0 | 0 | 0 | 0 | 0 | 0 | 0 | 0 | 0
Pelham and Wymondley | Storage/Batteries | Srg_BB001_2 | Batteries >= 1 MW and <5 MW | MW | FallingBehind | 0 | 0 | 0 | 0 | 0 | 0 | 0 | 0 | 0 | 0 | 0 | 0 | 0 | 0 | 0 | 0 | 0 | 0 | 0 | 0 | 0 | 0 | 0 | 0 | 0 | 0 | 0
Pelham and Wymondley | Storage/Batteries | Srg_BB001_2 | Batteries >= 1 MW and <5 MW | MW | ElectricEngagement | 0 | 0 | 0 | 0 | 0 | 0 | 0 | 0 | 0 | 0 | 0 | 0 | 0 | 0 | 0 | 0 | 0 | 0 | 0 | 0 | 0 | 0 | 0 | 0 | 0 | 0 | 0
Pelham and Wymondley | Storage/Batteries | Srg_BB001_2 | Batteries >= 1 MW and <5 MW | MW | HydrogenEvolution | 0 | 0 | 0 | 0 | 0 | 0 | 0 | 0 | 0 | 0 | 0 | 0 | 0 | 0 | 0 | 0 | 0 | 0 | 0 | 0 | 0 | 0 | 0 | 0 | 0 | 0 | 0
Pelham and Wymondley and Twinstead Green | Storage/Batteries | Srg_BB001_2 | Batteries >= 1 MW and <5 MW | MW | HolisticTransition | 0 | 0 | 0 | 0 | 0 | 0 | 0 | 0 | 0 | 0 | 0 | 0 | 0 | 0 | 0 | 0 | 0 | 0 | 0 | 0 | 0 | 0 | 0 | 0 | 0 | 0 | 0
Pelham and Wymondley and Twinstead Green | Storage/Batteries | Srg_BB001_2 | Batteries >= 1 MW and <5 MW | MW | FallingBehind | 0 | 0 | 0 | 0 | 0 | 0 | 0 | 0 | 0 | 0 | 0 | 0 | 0 | 0 | 0 | 0 | 0 | 0 | 0 | 0 | 0 | 0 | 0 | 0 | 0 | 0 | 0
Pelham and Wymondley and Twinstead Green | Storage/Batteries | Srg_BB001_2 | Batteries >= 1 MW and <5 MW | MW | ElectricEngagement | 0 | 0 | 0 | 0 | 0 | 0 | 0 | 0 | 0 | 0 | 0 | 0 | 0 | 0 | 0 | 0 | 0 | 0 | 0 | 0 | 0 | 0 | 0 | 0 | 0 | 0 | 0
Pelham and Wymondley and Twinstead Green | Storage/Batteries | Srg_BB001_2 | Batteries >= 1 MW and <5 MW | MW | HydrogenEvolution | 0 | 0 | 0 | 0 | 0 | 0 | 0 | 0 | 0 | 0 | 0 | 0 | 0 | 0 | 0 | 0 | 0 | 0 | 0 | 0 | 0 | 0 | 0 | 0 | 0 | 0 | 0
Rayleigh | Storage/Batteries | Srg_BB001_2 | Batteries >= 1 MW and <5 MW | MW | HolisticTransition | 0 | 0 | 0 | 0 | 0 | 0 | 0 | 0 | 0 | 0 | 0 | 0 | 0 | 0 | 0 | 0 | 0 | 0 | 0 | 0 | 0 | 0 | 0 | 0 | 0 | 0 | 0
Rayleigh | Storage/Batteries | Srg_BB001_2 | Batteries >= 1 MW and <5 MW | MW | FallingBehind | 0 | 0 | 0 | 0 | 0 | 0 | 0 | 0 | 0 | 0 | 0 | 0 | 0 | 0 | 0 | 0 | 0 | 0 | 0 | 0 | 0 | 0 | 0 | 0 | 0 | 0 | 0
Rayleigh | Storage/Batteries | Srg_BB001_2 | Batteries >= 1 MW and <5 MW | MW | ElectricEngagement | 0 | 0 | 0 | 0 | 0 | 0 | 0 | 0 | 0 | 0 | 0 | 0 | 0 | 0 | 0 | 0 | 0 | 0 | 0 | 0 | 0 | 0 | 0 | 0 | 0 | 0 | 0
Rayleigh | Storage/Batteries | Srg_BB001_2 | Batteries >= 1 MW and <5 MW | MW | HydrogenEvolution | 0 | 0 | 0 | 0 | 0 | 0 | 0 | 0 | 0 | 0 | 0 | 0 | 0 | 0 | 0 | 0 | 0 | 0 | 0 | 0 | 0 | 0 | 0 | 0 | 0 | 0 | 0
Rye House | Storage/Batteries | Srg_BB001_2 | Batteries >= 1 MW and <5 MW | MW | HolisticTransition | 0 | 0 | 0 | 0 | 0 | 0 | 0 | 0 | 0 | 0 | 0 | 0 | 0 | 0 | 0 | 0 | 0 | 0 | 0 | 0 | 0 | 0 | 0 | 0 | 0 | 0 | 0
Rye House | Storage/Batteries | Srg_BB001_2 | Batteries >= 1 MW and <5 MW | MW | FallingBehind | 0 | 0 | 0 | 0 | 0 | 0 | 0 | 0 | 0 | 0 | 0 | 0 | 0 | 0 | 0 | 0 | 0 | 0 | 0 | 0 | 0 | 0 | 0 | 0 | 0 | 0 | 0
Rye House | Storage/Batteries | Srg_BB001_2 | Batteries >= 1 MW and <5 MW | MW | ElectricEngagement | 0 | 0 | 0 | 0 | 0 | 0 | 0 | 0 | 0 | 0 | 0 | 0 | 0 | 0 | 0 | 0 | 0 | 0 | 0 | 0 | 0 | 0 | 0 | 0 | 0 | 0 | 0
Rye House | Storage/Batteries | Srg_BB001_2 | Batteries >= 1 MW and <5 MW | MW | HydrogenEvolution | 0 | 0 | 0 | 0 | 0 | 0 | 0 | 0 | 0 | 0 | 0 | 0 | 0 | 0 | 0 | 0 | 0 | 0 | 0 | 0 | 0 | 0 | 0 | 0 | 0 | 0 | 0
Sundon | Storage/Batteries | Srg_BB001_2 | Batteries >= 1 MW and <5 MW | MW | HolisticTransition | 1.2 | 1.2 | 1.2 | 1.2 | 1.2 | 1.2 | 1.2 | 1.2 | 1.2 | 1.2 | 1.2 | 1.2 | 1.2 | 1.2 | 1.2 | 1.2 | 1.2 | 1.2 | 1.2 | 1.2 | 1.2 | 1.2 | 1.2 | 1.2 | 1.2 | 0.694 | 0.643
Sundon | Storage/Batteries | Srg_BB001_2 | Batteries >= 1 MW and <5 MW | MW | FallingBehind | 1.2 | 1.2 | 1.2 | 1.2 | 1.2 | 1.2 | 1.2 | 1.2 | 1.2 | 1.2 | 1.2 | 1.2 | 1.2 | 1.2 | 1.2 | 1.2 | 1.2 | 1.2 | 1.2 | 1.2 | 1.2 | 1.2 | 1.2 | 1.2 | 1.2 | 0.627 | 0.572
Sundon | Storage/Batteries | Srg_BB001_2 | Batteries >= 1 MW and <5 MW | MW | ElectricEngagement | 1.2 | 1.2 | 1.2 | 1.2 | 1.2 | 1.2 | 1.2 | 1.2 | 1.2 | 1.2 | 1.2 | 1.2 | 1.2 | 1.2 | 1.2 | 1.2 | 1.2 | 1.2 | 1.026 | 0.963 | 0.903 | 0.863 | 0.845 | 0.845 | 0.845 | 0.832 | 0.825
Sundon | Storage/Batteries | Srg_BB001_2 | Batteries >= 1 MW and <5 MW | MW | HydrogenEvolution | 1.2 | 1.2 | 1.2 | 1.2 | 1.2 | 1.2 | 1.2 | 1.2 | 1.2 | 1.2 | 1.2 | 1.2 | 1.2 | 1.2 | 1.2 | 1.2 | 1.2 | 0.972 | 0.917 | 0.829 | 0.734 | 0.649 | 0.628 | 0.628 | 0.622 | 0.576 | 0.55
Tilbury 1&7 | Storage/Batteries | Srg_BB001_2 | Batteries >= 1 MW and <5 MW | MW | HolisticTransition | 0 | 0 | 0 | 0 | 0 | 0 | 0 | 0 | 0 | 0 | 0 | 0 | 0 | 0 | 0 | 0 | 0 | 0 | 0 | 0 | 0 | 0 | 0 | 0 | 0 | 0 | 0
Tilbury 1&7 | Storage/Batteries | Srg_BB001_2 | Batteries >= 1 MW and <5 MW | MW | FallingBehind | 0 | 0 | 0 | 0 | 0 | 0 | 0 | 0 | 0 | 0 | 0 | 0 | 0 | 0 | 0 | 0 | 0 | 0 | 0 | 0 | 0 | 0 | 0 | 0 | 0 | 0 | 0
Tilbury 1&7 | Storage/Batteries | Srg_BB001_2 | Batteries >= 1 MW and <5 MW | MW | ElectricEngagement | 0 | 0 | 0 | 0 | 0 | 0 | 0 | 0 | 0 | 0 | 0 | 0 | 0 | 0 | 0 | 0 | 0 | 0 | 0 | 0 | 0 | 0 | 0 | 0 | 0 | 0 | 0
Tilbury 1&7 | Storage/Batteries | Srg_BB001_2 | Batteries >= 1 MW and <5 MW | MW | HydrogenEvolution | 0 | 0 | 0 | 0 | 0 | 0 | 0 | 0 | 0 | 0 | 0 | 0 | 0 | 0 | 0 | 0 | 0 | 0 | 0 | 0 | 0 | 0 | 0 | 0 | 0 | 0 | 0
Tilbury 2&8 | Storage/Batteries | Srg_BB001_2 | Batteries >= 1 MW and <5 MW | MW | HolisticTransition | 0 | 0 | 0 | 0 | 0 | 0 | 0 | 0 | 0 | 0 | 0 | 0 | 0 | 0 | 0 | 0 | 0 | 0 | 0 | 0 | 0 | 0 | 0 | 0 | 0 | 0 | 0
Tilbury 2&8 | Storage/Batteries | Srg_BB001_2 | Batteries >= 1 MW and <5 MW | MW | FallingBehind | 0 | 0 | 0 | 0 | 0 | 0 | 0 | 0 | 0 | 0 | 0 | 0 | 0 | 0 | 0 | 0 | 0 | 0 | 0 | 0 | 0 | 0 | 0 | 0 | 0 | 0 | 0
Tilbury 2&8 | Storage/Batteries | Srg_BB001_2 | Batteries >= 1 MW and <5 MW | MW | ElectricEngagement | 0 | 0 | 0 | 0 | 0 | 0 | 0 | 0 | 0 | 0 | 0 | 0 | 0 | 0 | 0 | 0 | 0 | 0 | 0 | 0 | 0 | 0 | 0 | 0 | 0 | 0 | 0
Tilbury 2&8 | Storage/Batteries | Srg_BB001_2 | Batteries >= 1 MW and <5 MW | MW | HydrogenEvolution | 0 | 0 | 0 | 0 | 0 | 0 | 0 | 0 | 0 | 0 | 0 | 0 | 0 | 0 | 0 | 0 | 0 | 0 | 0 | 0 | 0 | 0 | 0 | 0 | 0 | 0 | 0
Tottenham | Storage/Batteries | Srg_BB001_2 | Batteries >= 1 MW and <5 MW | MW | HolisticTransition | 0 | 0 | 0 | 0 | 0 | 0 | 0 | 0 | 0 | 0 | 0 | 0 | 0 | 0 | 0 | 0 | 0 | 0 | 0 | 0 | 0 | 0 | 0 | 0 | 0 | 0 | 0
Tottenham | Storage/Batteries | Srg_BB001_2 | Batteries >= 1 MW and <5 MW | MW | FallingBehind | 0 | 0 | 0 | 0 | 0 | 0 | 0 | 0 | 0 | 0 | 0 | 0 | 0 | 0 | 0 | 0 | 0 | 0 | 0 | 0 | 0 | 0 | 0 | 0 | 0 | 0 | 0
Tottenham | Storage/Batteries | Srg_BB001_2 | Batteries >= 1 MW and <5 MW | MW | ElectricEngagement | 0 | 0 | 0 | 0 | 0 | 0 | 0 | 0 | 0 | 0 | 0 | 0 | 0 | 0 | 0 | 0 | 0 | 0 | 0 | 0 | 0 | 0 | 0 | 0 | 0 | 0 | 0
Tottenham | Storage/Batteries | Srg_BB001_2 | Batteries >= 1 MW and <5 MW | MW | HydrogenEvolution | 0 | 0 | 0 | 0 | 0 | 0 | 0 | 0 | 0 | 0 | 0 | 0 | 0 | 0 | 0 | 0 | 0 | 0 | 0 | 0 | 0 | 0 | 0 | 0 | 0 | 0 | 0
Walpole | Storage/Batteries | Srg_BB001_2 | Batteries >= 1 MW and <5 MW | MW | HolisticTransition | 0 | 0 | 0 | 0 | 0 | 0 | 0 | 0 | 0 | 0 | 0 | 0 | 0 | 0 | 0 | 0 | 0 | 0 | 0 | 0 | 0 | 0 | 0 | 0 | 0 | 0 | 0
Walpole | Storage/Batteries | Srg_BB001_2 | Batteries >= 1 MW and <5 MW | MW | FallingBehind | 0 | 0 | 0 | 0 | 0 | 0 | 0 | 0 | 0 | 0 | 0 | 0 | 0 | 0 | 0 | 0 | 0 | 0 | 0 | 0 | 0 | 0 | 0 | 0 | 0 | 0 | 0
Walpole | Storage/Batteries | Srg_BB001_2 | Batteries >= 1 MW and <5 MW | MW | ElectricEngagement | 0 | 0 | 0 | 0 | 0 | 0 | 0 | 0 | 0 | 0 | 0 | 0 | 0 | 0 | 0 | 0 | 0 | 0 | 0 | 0 | 0 | 0 | 0 | 0 | 0 | 0 | 0
Walpole | Storage/Batteries | Srg_BB001_2 | Batteries >= 1 MW and <5 MW | MW | HydrogenEvolution | 0 | 0 | 0 | 0 | 0 | 0 | 0 | 0 | 0 | 0 | 0 | 0 | 0 | 0 | 0 | 0 | 0 | 0 | 0 | 0 | 0 | 0 | 0 | 0 | 0 | 0 | 0
Warley | Storage/Batteries | Srg_BB001_2 | Batteries >= 1 MW and <5 MW | MW | HolisticTransition | 0 | 0 | 0 | 0 | 0 | 0 | 0 | 0 | 0 | 0 | 0 | 0 | 0 | 0 | 0 | 0 | 0 | 0 | 0 | 0 | 0 | 0 | 0 | 0 | 0 | 0 | 0
Warley | Storage/Batteries | Srg_BB001_2 | Batteries >= 1 MW and <5 MW | MW | FallingBehind | 0 | 0 | 0 | 0 | 0 | 0 | 0 | 0 | 0 | 0 | 0 | 0 | 0 | 0 | 0 | 0 | 0 | 0 | 0 | 0 | 0 | 0 | 0 | 0 | 0 | 0 | 0
Warley | Storage/Batteries | Srg_BB001_2 | Batteries >= 1 MW and <5 MW | MW | ElectricEngagement | 0 | 0 | 0 | 0 | 0 | 0 | 0 | 0 | 0 | 0 | 0 | 0 | 0 | 0 | 0 | 0 | 0 | 0 | 0 | 0 | 0 | 0 | 0 | 0 | 0 | 0 | 0
Warley | Storage/Batteries | Srg_BB001_2 | Batteries >= 1 MW and <5 MW | MW | HydrogenEvolution | 0 | 0 | 0 | 0 | 0 | 0 | 0 | 0 | 0 | 0 | 0 | 0 | 0 | 0 | 0 | 0 | 0 | 0 | 0 | 0 | 0 | 0 | 0 | 0 | 0 | 0 | 0
Watford South 2 and 4 | Storage/Batteries | Srg_BB001_2 | Batteries >= 1 MW and <5 MW | MW | HolisticTransition | 0 | 0 | 0 | 0 | 0 | 0 | 0 | 0 | 0 | 0 | 0 | 0 | 0 | 0 | 0 | 0 | 0 | 0 | 0 | 0 | 0 | 0 | 0 | 0 | 0 | 0 | 0
Watford South 2 and 4 | Storage/Batteries | Srg_BB001_2 | Batteries >= 1 MW and <5 MW | MW | FallingBehind | 0 | 0 | 0 | 0 | 0 | 0 | 0 | 0 | 0 | 0 | 0 | 0 | 0 | 0 | 0 | 0 | 0 | 0 | 0 | 0 | 0 | 0 | 0 | 0 | 0 | 0 | 0
Watford South 2 and 4 | Storage/Batteries | Srg_BB001_2 | Batteries >= 1 MW and <5 MW | MW | ElectricEngagement | 0 | 0 | 0 | 0 | 0 | 0 | 0 | 0 | 0 | 0 | 0 | 0 | 0 | 0 | 0 | 0 | 0 | 0 | 0 | 0 | 0 | 0 | 0 | 0 | 0 | 0 | 0
Watford South 2 and 4 | Storage/Batteries | Srg_BB001_2 | Batteries >= 1 MW and <5 MW | MW | HydrogenEvolution | 0 | 0 | 0 | 0 | 0 | 0 | 0 | 0 | 0 | 0 | 0 | 0 | 0 | 0 | 0 | 0 | 0 | 0 | 0 | 0 | 0 | 0 | 0 | 0 | 0 | 0 | 0
West Thurrock | Storage/Batteries | Srg_BB001_2 | Batteries >= 1 MW and <5 MW | MW | HolisticTransition | 0 | 0 | 0 | 0 | 0 | 0 | 0 | 0 | 0 | 0 | 0 | 0 | 0 | 0 | 0 | 0 | 0 | 0 | 0 | 0 | 0 | 0 | 0 | 0 | 0 | 0 | 0
West Thurrock | Storage/Batteries | Srg_BB001_2 | Batteries >= 1 MW and <5 MW | MW | FallingBehind | 0 | 0 | 0 | 0 | 0 | 0 | 0 | 0 | 0 | 0 | 0 | 0 | 0 | 0 | 0 | 0 | 0 | 0 | 0 | 0 | 0 | 0 | 0 | 0 | 0 | 0 | 0
West Thurrock | Storage/Batteries | Srg_BB001_2 | Batteries >= 1 MW and <5 MW | MW | ElectricEngagement | 0 | 0 | 0 | 0 | 0 | 0 | 0 | 0 | 0 | 0 | 0 | 0 | 0 | 0 | 0 | 0 | 0 | 0 | 0 | 0 | 0 | 0 | 0 | 0 | 0 | 0 | 0
West Thurrock | Storage/Batteries | Srg_BB001_2 | Batteries >= 1 MW and <5 MW | MW | HydrogenEvolution | 0 | 0 | 0 | 0 | 0 | 0 | 0 | 0 | 0 | 0 | 0 | 0 | 0 | 0 | 0 | 0 | 0 | 0 | 0 | 0 | 0 | 0 | 0 | 0 | 0 | 0 | 0
Willesden | Storage/Batteries | Srg_BB001_2 | Batteries >= 1 MW and <5 MW | MW | HolisticTransition | 0 | 0 | 0 | 0 | 0 | 0 | 0 | 0 | 0 | 0 | 0 | 0 | 0 | 0 | 0 | 0 | 0 | 0 | 0 | 0 | 0 | 0 | 0 | 0 | 0 | 0 | 0
Willesden | Storage/Batteries | Srg_BB001_2 | Batteries >= 1 MW and <5 MW | MW | FallingBehind | 0 | 0 | 0 | 0 | 0 | 0 | 0 | 0 | 0 | 0 | 0 | 0 | 0 | 0 | 0 | 0 | 0 | 0 | 0 | 0 | 0 | 0 | 0 | 0 | 0 | 0 | 0
Willesden | Storage/Batteries | Srg_BB001_2 | Batteries >= 1 MW and <5 MW | MW | ElectricEngagement | 0 | 0 | 0 | 0 | 0 | 0 | 0 | 0 | 0 | 0 | 0 | 0 | 0 | 0 | 0 | 0 | 0 | 0 | 0 | 0 | 0 | 0 | 0 | 0 | 0 | 0 | 0
Willesden | Storage/Batteries | Srg_BB001_2 | Batteries >= 1 MW and <5 MW | MW | HydrogenEvolution | 0 | 0 | 0 | 0 | 0 | 0 | 0 | 0 | 0 | 0 | 0 | 0 | 0 | 0 | 0 | 0 | 0 | 0 | 0 | 0 | 0 | 0 | 0 | 0 | 0 | 0 | 0
Amersham | Storage/Batteries | Srg_BB001_3 | Batteries >= 5 MW | MW | HolisticTransition | 54.7 | 54.7 | 54.7 | 54.7 | 54.7 | 54.7 | 54.7 | 54.7 | 54.7 | 54.7 | 54.7 | 54.7 | 54.7 | 54.7 | 54.7 | 54.7 | 54.7 | 54.7 | 54.7 | 54.7 | 54.7 | 54.7 | 54.7 | 54.7 | 54.7 | 33.843 | 31.706
Amersham | Storage/Batteries | Srg_BB001_3 | Batteries >= 5 MW | MW | FallingBehind | 54.7 | 54.7 | 54.7 | 54.7 | 54.7 | 54.7 | 54.7 | 54.7 | 54.7 | 54.7 | 54.7 | 54.7 | 54.7 | 54.7 | 54.7 | 54.7 | 54.7 | 54.7 | 54.7 | 54.7 | 54.7 | 54.7 | 54.7 | 54.7 | 54.7 | 31.046 | 28.781
Amersham | Storage/Batteries | Srg_BB001_3 | Batteries >= 5 MW | MW | ElectricEngagement | 54.7 | 54.7 | 54.7 | 54.7 | 54.7 | 54.7 | 54.7 | 54.7 | 54.7 | 54.7 | 54.7 | 54.7 | 54.7 | 54.7 | 54.7 | 54.7 | 54.7 | 54.7 | 47.533 | 44.909 | 42.447 | 40.78 | 40.05 | 40.05 | 40.05 | 39.505 | 39.233
Amersham | Storage/Batteries | Srg_BB001_3 | Batteries >= 5 MW | MW | HydrogenEvolution | 54.7 | 54.7 | 54.7 | 54.7 | 54.7 | 54.7 | 54.7 | 54.7 | 54.7 | 54.7 | 54.7 | 54.7 | 54.7 | 54.7 | 54.7 | 54.7 | 54.7 | 45.286 | 43.011 | 39.408 | 35.472 | 31.951 | 31.098 | 31.098 | 30.85 | 28.96 | 27.891
Barking 132 | Storage/Batteries | Srg_BB001_3 | Batteries >= 5 MW | MW | HolisticTransition | 0 | 0 | 0 | 0 | 0 | 0 | 0 | 0 | 0 | 0 | 0 | 0 | 0 | 0 | 0 | 0 | 0 | 0 | 0 | 0 | 0 | 0 | 0 | 0 | 0 | 0 | 0
Barking 132 | Storage/Batteries | Srg_BB001_3 | Batteries >= 5 MW | MW | FallingBehind | 0 | 0 | 0 | 0 | 0 | 0 | 0 | 0 | 0 | 0 | 0 | 0 | 0 | 0 | 0 | 0 | 0 | 0 | 0 | 0 | 0 | 0 | 0 | 0 | 0 | 0 | 0
Barking 132 | Storage/Batteries | Srg_BB001_3 | Batteries >= 5 MW | MW | ElectricEngagement | 0 | 0 | 0 | 0 | 0 | 0 | 0 | 0 | 0 | 0 | 0 | 0 | 0 | 0 | 0 | 0 | 0 | 0 | 0 | 0 | 0 | 0 | 0 | 0 | 0 | 0 | 0
Barking 132 | Storage/Batteries | Srg_BB001_3 | Batteries >= 5 MW | MW | HydrogenEvolution | 0 | 0 | 0 | 0 | 0 | 0 | 0 | 0 | 0 | 0 | 0 | 0 | 0 | 0 | 0 | 0 | 0 | 0 | 0 | 0 | 0 | 0 | 0 | 0 | 0 | 0 | 0
Barking West (EPN) | Storage/Batteries | Srg_BB001_3 | Batteries >= 5 MW | MW | HolisticTransition | 0 | 0 | 0 | 0 | 0 | 0 | 0 | 0 | 0 | 0 | 0 | 0 | 0 | 0 | 0 | 0 | 0 | 0 | 0 | 0 | 0 | 0 | 0 | 0 | 0 | 0 | 0
Barking West (EPN) | Storage/Batteries | Srg_BB001_3 | Batteries >= 5 MW | MW | FallingBehind | 0 | 0 | 0 | 0 | 0 | 0 | 0 | 0 | 0 | 0 | 0 | 0 | 0 | 0 | 0 | 0 | 0 | 0 | 0 | 0 | 0 | 0 | 0 | 0 | 0 | 0 | 0
Barking West (EPN) | Storage/Batteries | Srg_BB001_3 | Batteries >= 5 MW | MW | ElectricEngagement | 0 | 0 | 0 | 0 | 0 | 0 | 0 | 0 | 0 | 0 | 0 | 0 | 0 | 0 | 0 | 0 | 0 | 0 | 0 | 0 | 0 | 0 | 0 | 0 | 0 | 0 | 0
Barking West (EPN) | Storage/Batteries | Srg_BB001_3 | Batteries >= 5 MW | MW | HydrogenEvolution | 0 | 0 | 0 | 0 | 0 | 0 | 0 | 0 | 0 | 0 | 0 | 0 | 0 | 0 | 0 | 0 | 0 | 0 | 0 | 0 | 0 | 0 | 0 | 0 | 0 | 0 | 0
Biggleswade | Storage/Batteries | Srg_BB001_3 | Batteries >= 5 MW | MW | HolisticTransition | 0 | 0 | 0 | 0 | 0 | 0 | 0 | 0 | 0 | 0 | 0 | 0 | 0 | 0 | 0 | 0 | 0 | 0 | 0 | 0 | 0 | 0 | 0 | 0 | 0 | 0 | 0
Biggleswade | Storage/Batteries | Srg_BB001_3 | Batteries >= 5 MW | MW | FallingBehind | 0 | 0 | 0 | 0 | 0 | 0 | 0 | 0 | 0 | 0 | 0 | 0 | 0 | 0 | 0 | 0 | 0 | 0 | 0 | 0 | 0 | 0 | 0 | 0 | 0 | 0 | 0
Biggleswade | Storage/Batteries | Srg_BB001_3 | Batteries >= 5 MW | MW | ElectricEngagement | 0 | 0 | 0 | 0 | 0 | 0 | 0 | 0 | 0 | 0 | 0 | 0 | 0 | 0 | 0 | 0 | 0 | 0 | 0 | 0 | 0 | 0 | 0 | 0 | 0 | 0 | 0
Biggleswade | Storage/Batteries | Srg_BB001_3 | Batteries >= 5 MW | MW | HydrogenEvolution | 0 | 0 | 0 | 0 | 0 | 0 | 0 | 0 | 0 | 0 | 0 | 0 | 0 | 0 | 0 | 0 | 0 | 0 | 0 | 0 | 0 | 0 | 0 | 0 | 0 | 0 | 0
Bourne | Storage/Batteries | Srg_BB001_3 | Batteries >= 5 MW | MW | HolisticTransition | 0 | 0 | 0 | 0 | 0 | 0 | 0 | 0 | 0 | 0 | 0 | 0 | 0 | 0 | 0 | 0 | 0 | 0 | 0 | 0 | 0 | 0 | 0 | 0 | 0 | 0 | 0
Bourne | Storage/Batteries | Srg_BB001_3 | Batteries >= 5 MW | MW | FallingBehind | 0 | 0 | 0 | 0 | 0 | 0 | 0 | 0 | 0 | 0 | 0 | 0 | 0 | 0 | 0 | 0 | 0 | 0 | 0 | 0 | 0 | 0 | 0 | 0 | 0 | 0 | 0
Bourne | Storage/Batteries | Srg_BB001_3 | Batteries >= 5 MW | MW | ElectricEngagement | 0 | 0 | 0 | 0 | 0 | 0 | 0 | 0 | 0 | 0 | 0 | 0 | 0 | 0 | 0 | 0 | 0 | 0 | 0 | 0 | 0 | 0 | 0 | 0 | 0 | 0 | 0
Bourne | Storage/Batteries | Srg_BB001_3 | Batteries >= 5 MW | MW | HydrogenEvolution | 0 | 0 | 0 | 0 | 0 | 0 | 0 | 0 | 0 | 0 | 0 | 0 | 0 | 0 | 0 | 0 | 0 | 0 | 0 | 0 | 0 | 0 | 0 | 0 | 0 | 0 | 0
Braintree | Storage/Batteries | Srg_BB001_3 | Batteries >= 5 MW | MW | HolisticTransition | 5 | 5 | 5 | 5 | 5 | 5 | 5 | 5 | 5 | 5 | 5 | 5 | 5 | 5 | 5 | 5 | 5 | 5 | 5 | 5 | 5 | 5 | 5 | 5 | 5 | 2.893 | 2.677
Braintree | Storage/Batteries | Srg_BB001_3 | Batteries >= 5 MW | MW | FallingBehind | 5 | 5 | 5 | 5 | 5 | 5 | 5 | 5 | 5 | 5 | 5 | 5 | 5 | 5 | 5 | 5 | 5 | 5 | 5 | 5 | 5 | 5 | 5 | 5 | 5 | 2.611 | 2.382
Braintree | Storage/Batteries | Srg_BB001_3 | Batteries >= 5 MW | MW | ElectricEngagement | 5 | 5 | 5 | 5 | 5 | 5 | 5 | 5 | 5 | 5 | 5 | 5 | 5 | 5 | 5 | 5 | 5 | 5 | 4.276 | 4.011 | 3.762 | 3.594 | 3.52 | 3.52 | 3.52 | 3.465 | 3.438
Braintree | Storage/Batteries | Srg_BB001_3 | Batteries >= 5 MW | MW | HydrogenEvolution | 5 | 5 | 5 | 5 | 5 | 5 | 5 | 5 | 5 | 5 | 5 | 5 | 5 | 5 | 5 | 5 | 5 | 4.049 | 3.819 | 3.455 | 3.058 | 2.702 | 2.616 | 2.616 | 2.591 | 2.4 | 2.292
Bramford | Storage/Batteries | Srg_BB001_3 | Batteries >= 5 MW | MW | HolisticTransition | 147.72 | 247.22 | 247.22 | 247.22 | 247.22 | 247.22 | 297.12 | 297.12 | 297.12 | 297.12 | 297.12 | 347.12 | 347.12 | 347.12 | 347.12 | 347.12 | 347.12 | 347.12 | 347.12 | 347.12 | 347.12 | 347.12 | 347.12 | 347.12 | 347.12 | 204.194 | 189.553
Bramford | Storage/Batteries | Srg_BB001_3 | Batteries >= 5 MW | MW | FallingBehind | 147.72 | 197.72 | 197.72 | 197.72 | 297.22 | 297.22 | 347.12 | 347.12 | 347.12 | 347.12 | 347.12 | 347.12 | 347.12 | 347.12 | 347.12 | 347.12 | 347.12 | 347.12 | 347.12 | 347.12 | 347.12 | 347.12 | 347.12 | 347.12 | 347.12 | 185.031 | 169.508
Bramford | Storage/Batteries | Srg_BB001_3 | Batteries >= 5 MW | MW | ElectricEngagement | 147.72 | 247.22 | 247.22 | 247.22 | 247.22 | 247.22 | 297.12 | 297.12 | 297.12 | 297.12 | 297.12 | 347.12 | 347.12 | 347.12 | 347.12 | 347.12 | 347.12 | 347.12 | 298.011 | 280.026 | 263.156 | 251.73 | 246.727 | 246.727 | 246.727 | 242.995 | 241.129
Bramford | Storage/Batteries | Srg_BB001_3 | Batteries >= 5 MW | MW | HydrogenEvolution | 147.72 | 247.22 | 247.22 | 247.22 | 247.22 | 247.22 | 297.12 | 297.12 | 297.12 | 297.12 | 297.12 | 347.12 | 347.12 | 347.12 | 347.12 | 347.12 | 347.12 | 282.608 | 267.021 | 242.334 | 215.359 | 191.235 | 185.384 | 185.384 | 183.688 | 170.737 | 163.409
Brimsdown (EPN) | Storage/Batteries | Srg_BB001_3 | Batteries >= 5 MW | MW | HolisticTransition | 0 | 0 | 0 | 0 | 0 | 0 | 0 | 0 | 0 | 0 | 0 | 0 | 0 | 0 | 0 | 0 | 0 | 0 | 0 | 0 | 0 | 0 | 0 | 0 | 0 | 0 | 0
Brimsdown (EPN) | Storage/Batteries | Srg_BB001_3 | Batteries >= 5 MW | MW | FallingBehind | 0 | 0 | 0 | 0 | 0 | 0 | 0 | 0 | 0 | 0 | 0 | 0 | 0 | 0 | 0 | 0 | 0 | 0 | 0 | 0 | 0 | 0 | 0 | 0 | 0 | 0 | 0
Brimsdown (EPN) | Storage/Batteries | Srg_BB001_3 | Batteries >= 5 MW | MW | ElectricEngagement | 0 | 0 | 0 | 0 | 0 | 0 | 0 | 0 | 0 | 0 | 0 | 0 | 0 | 0 | 0 | 0 | 0 | 0 | 0 | 0 | 0 | 0 | 0 | 0 | 0 | 0 | 0
Brimsdown (EPN) | Storage/Batteries | Srg_BB001_3 | Batteries >= 5 MW | MW | HydrogenEvolution | 0 | 0 | 0 | 0 | 0 | 0 | 0 | 0 | 0 | 0 | 0 | 0 | 0 | 0 | 0 | 0 | 0 | 0 | 0 | 0 | 0 | 0 | 0 | 0 | 0 | 0 | 0
Burwell | Storage/Batteries | Srg_BB001_3 | Batteries >= 5 MW | MW | HolisticTransition | 49.9 | 79.9 | 79.9 | 79.9 | 85.9 | 85.9 | 85.9 | 85.9 | 85.9 | 85.9 | 85.9 | 85.9 | 85.9 | 85.9 | 85.9 | 85.9 | 85.9 | 85.9 | 85.9 | 85.9 | 85.9 | 85.9 | 85.9 | 85.9 | 85.9 | 49.705 | 45.997
Burwell | Storage/Batteries | Srg_BB001_3 | Batteries >= 5 MW | MW | FallingBehind | 49.9 | 49.9 | 49.9 | 49.9 | 85.9 | 85.9 | 85.9 | 85.9 | 85.9 | 85.9 | 85.9 | 85.9 | 85.9 | 85.9 | 85.9 | 85.9 | 85.9 | 85.9 | 85.9 | 85.9 | 85.9 | 85.9 | 85.9 | 85.9 | 85.9 | 44.852 | 40.921
Burwell | Storage/Batteries | Srg_BB001_3 | Batteries >= 5 MW | MW | ElectricEngagement | 49.9 | 79.9 | 79.9 | 79.9 | 85.9 | 85.9 | 85.9 | 85.9 | 85.9 | 85.9 | 85.9 | 85.9 | 85.9 | 85.9 | 85.9 | 85.9 | 85.9 | 85.9 | 73.463 | 68.909 | 64.637 | 61.743 | 60.476 | 60.476 | 60.476 | 59.531 | 59.058
Burwell | Storage/Batteries | Srg_BB001_3 | Batteries >= 5 MW | MW | HydrogenEvolution | 49.9 | 79.9 | 79.9 | 79.9 | 85.9 | 85.9 | 85.9 | 85.9 | 85.9 | 85.9 | 85.9 | 85.9 | 85.9 | 85.9 | 85.9 | 85.9 | 85.9 | 69.563 | 65.616 | 59.364 | 52.533 | 46.423 | 44.942 | 44.942 | 44.512 | 41.232 | 39.377
Eaton Socon | Storage/Batteries | Srg_BB001_3 | Batteries >= 5 MW | MW | HolisticTransition | 0 | 68.7 | 118.5 | 118.5 | 118.5 | 118.5 | 118.5 | 118.5 | 168.4 | 168.4 | 168.4 | 218.3 | 218.3 | 218.3 | 218.3 | 218.3 | 218.3 | 218.3 | 218.3 | 218.3 | 218.3 | 218.3 | 218.3 | 218.3 | 218.3 | 197.274 | 195.12
Eaton Socon | Storage/Batteries | Srg_BB001_3 | Batteries >= 5 MW | MW | FallingBehind | 0 | 49.9 | 49.9 | 49.9 | 118.6 | 118.6 | 168.4 | 168.4 | 218.3 | 218.3 | 218.3 | 218.3 | 218.3 | 218.3 | 218.3 | 218.3 | 218.3 | 218.3 | 218.3 | 218.3 | 218.3 | 218.3 | 218.3 | 218.3 | 218.3 | 194.455 | 192.171
Eaton Socon | Storage/Batteries | Srg_BB001_3 | Batteries >= 5 MW | MW | ElectricEngagement | 0 | 68.7 | 118.5 | 118.5 | 118.5 | 118.5 | 118.5 | 118.5 | 168.4 | 168.4 | 168.4 | 218.3 | 218.3 | 218.3 | 218.3 | 218.3 | 218.3 | 218.3 | 211.075 | 208.43 | 205.948 | 204.267 | 203.531 | 203.531 | 203.531 | 202.982 | 202.708
Eaton Socon | Storage/Batteries | Srg_BB001_3 | Batteries >= 5 MW | MW | HydrogenEvolution | 0 | 68.7 | 118.5 | 118.5 | 118.5 | 118.5 | 118.5 | 118.5 | 168.4 | 168.4 | 168.4 | 218.3 | 218.3 | 218.3 | 218.3 | 218.3 | 218.3 | 208.81 | 206.517 | 202.885 | 198.917 | 195.368 | 194.507 | 194.507 | 194.257 | 192.352 | 191.274
Elstree 1&2 and 8&9 and Watford South 3A&3B | Storage/Batteries | Srg_BB001_3 | Batteries >= 5 MW | MW | HolisticTransition | 0 | 0 | 0 | 0 | 0 | 0 | 0 | 0 | 0 | 0 | 0 | 0 | 0 | 0 | 0 | 0 | 0 | 0 | 0 | 0 | 0 | 0 | 0 | 0 | 0 | 0 | 0
Elstree 1&2 and 8&9 and Watford South 3A&3B | Storage/Batteries | Srg_BB001_3 | Batteries >= 5 MW | MW | FallingBehind | 0 | 0 | 0 | 0 | 0 | 0 | 0 | 0 | 0 | 0 | 0 | 0 | 0 | 0 | 0 | 0 | 0 | 0 | 0 | 0 | 0 | 0 | 0 | 0 | 0 | 0 | 0
Elstree 1&2 and 8&9 and Watford South 3A&3B | Storage/Batteries | Srg_BB001_3 | Batteries >= 5 MW | MW | ElectricEngagement | 0 | 0 | 0 | 0 | 0 | 0 | 0 | 0 | 0 | 0 | 0 | 0 | 0 | 0 | 0 | 0 | 0 | 0 | 0 | 0 | 0 | 0 | 0 | 0 | 0 | 0 | 0
Elstree 1&2 and 8&9 and Watford South 3A&3B | Storage/Batteries | Srg_BB001_3 | Batteries >= 5 MW | MW | HydrogenEvolution | 0 | 0 | 0 | 0 | 0 | 0 | 0 | 0 | 0 | 0 | 0 | 0 | 0 | 0 | 0 | 0 | 0 | 0 | 0 | 0 | 0 | 0 | 0 | 0 | 0 | 0 | 0
Elstree 3&4 | Storage/Batteries | Srg_BB001_3 | Batteries >= 5 MW | MW | HolisticTransition | 49.5 | 54.558 | 54.558 | 54.558 | 54.558 | 54.558 | 54.558 | 54.558 | 54.558 | 54.558 | 54.558 | 54.558 | 54.558 | 54.558 | 54.558 | 54.558 | 54.558 | 54.558 | 54.558 | 54.558 | 54.558 | 54.558 | 54.558 | 54.558 | 54.558 | 31.569 | 29.214
Elstree 3&4 | Storage/Batteries | Srg_BB001_3 | Batteries >= 5 MW | MW | FallingBehind | 49.5 | 49.5 | 49.5 | 49.5 | 54.558 | 54.558 | 54.558 | 54.558 | 54.558 | 54.558 | 54.558 | 54.558 | 54.558 | 54.558 | 54.558 | 54.558 | 54.558 | 54.558 | 54.558 | 54.558 | 54.558 | 54.558 | 54.558 | 54.558 | 54.558 | 28.487 | 25.99
Elstree 3&4 | Storage/Batteries | Srg_BB001_3 | Batteries >= 5 MW | MW | ElectricEngagement | 49.5 | 54.558 | 54.558 | 54.558 | 54.558 | 54.558 | 54.558 | 54.558 | 54.558 | 54.558 | 54.558 | 54.558 | 54.558 | 54.558 | 54.558 | 54.558 | 54.558 | 54.558 | 46.659 | 43.766 | 41.053 | 39.215 | 38.41 | 38.41 | 38.41 | 37.81 | 37.51
Elstree 3&4 | Storage/Batteries | Srg_BB001_3 | Batteries >= 5 MW | MW | HydrogenEvolution | 49.5 | 54.558 | 54.558 | 54.558 | 54.558 | 54.558 | 54.558 | 54.558 | 54.558 | 54.558 | 54.558 | 54.558 | 54.558 | 54.558 | 54.558 | 54.558 | 54.558 | 44.182 | 41.675 | 37.704 | 33.365 | 29.485 | 28.544 | 28.544 | 28.271 | 26.188 | 25.009
Grendon | Storage/Batteries | Srg_BB001_3 | Batteries >= 5 MW | MW | HolisticTransition | 0 | 0 | 0 | 0 | 0 | 0 | 0 | 0 | 0 | 0 | 0 | 0 | 0 | 0 | 0 | 0 | 0 | 0 | 0 | 0 | 0 | 0 | 0 | 0 | 0 | 0 | 0
Grendon | Storage/Batteries | Srg_BB001_3 | Batteries >= 5 MW | MW | FallingBehind | 0 | 0 | 0 | 0 | 0 | 0 | 0 | 0 | 0 | 0 | 0 | 0 | 0 | 0 | 0 | 0 | 0 | 0 | 0 | 0 | 0 | 0 | 0 | 0 | 0 | 0 | 0
Grendon | Storage/Batteries | Srg_BB001_3 | Batteries >= 5 MW | MW | ElectricEngagement | 0 | 0 | 0 | 0 | 0 | 0 | 0 | 0 | 0 | 0 | 0 | 0 | 0 | 0 | 0 | 0 | 0 | 0 | 0 | 0 | 0 | 0 | 0 | 0 | 0 | 0 | 0
Grendon | Storage/Batteries | Srg_BB001_3 | Batteries >= 5 MW | MW | HydrogenEvolution | 0 | 0 | 0 | 0 | 0 | 0 | 0 | 0 | 0 | 0 | 0 | 0 | 0 | 0 | 0 | 0 | 0 | 0 | 0 | 0 | 0 | 0 | 0 | 0 | 0 | 0 | 0
Mill Hill and Hendon | Storage/Batteries | Srg_BB001_3 | Batteries >= 5 MW | MW | HolisticTransition | 0 | 0 | 0 | 0 | 0 | 0 | 0 | 0 | 0 | 0 | 0 | 0 | 0 | 0 | 0 | 0 | 0 | 0 | 0 | 0 | 0 | 0 | 0 | 0 | 0 | 0 | 0
Mill Hill and Hendon | Storage/Batteries | Srg_BB001_3 | Batteries >= 5 MW | MW | FallingBehind | 0 | 0 | 0 | 0 | 0 | 0 | 0 | 0 | 0 | 0 | 0 | 0 | 0 | 0 | 0 | 0 | 0 | 0 | 0 | 0 | 0 | 0 | 0 | 0 | 0 | 0 | 0
Mill Hill and Hendon | Storage/Batteries | Srg_BB001_3 | Batteries >= 5 MW | MW | ElectricEngagement | 0 | 0 | 0 | 0 | 0 | 0 | 0 | 0 | 0 | 0 | 0 | 0 | 0 | 0 | 0 | 0 | 0 | 0 | 0 | 0 | 0 | 0 | 0 | 0 | 0 | 0 | 0
Mill Hill and Hendon | Storage/Batteries | Srg_BB001_3 | Batteries >= 5 MW | MW | HydrogenEvolution | 0 | 0 | 0 | 0 | 0 | 0 | 0 | 0 | 0 | 0 | 0 | 0 | 0 | 0 | 0 | 0 | 0 | 0 | 0 | 0 | 0 | 0 | 0 | 0 | 0 | 0 | 0
Norwich | Storage/Batteries | Srg_BB001_3 | Batteries >= 5 MW | MW | HolisticTransition | 21 | 68.8 | 168.8 | 168.8 | 168.8 | 168.8 | 168.8 | 168.8 | 218.7 | 218.7 | 218.7 | 258.7 | 258.7 | 258.7 | 258.7 | 258.7 | 258.7 | 258.7 | 258.7 | 258.7 | 258.7 | 258.7 | 258.7 | 258.7 | 258.7 | 193.009 | 186.28
Norwich | Storage/Batteries | Srg_BB001_3 | Batteries >= 5 MW | MW | FallingBehind | 21 | 46 | 61 | 61 | 108.8 | 108.8 | 108.8 | 208.8 | 258.7 | 258.7 | 258.7 | 258.7 | 258.7 | 258.7 | 258.7 | 258.7 | 258.7 | 258.7 | 258.7 | 258.7 | 258.7 | 258.7 | 258.7 | 258.7 | 258.7 | 184.202 | 177.068
Norwich | Storage/Batteries | Srg_BB001_3 | Batteries >= 5 MW | MW | ElectricEngagement | 21 | 68.8 | 168.8 | 168.8 | 168.8 | 168.8 | 168.8 | 168.8 | 218.7 | 218.7 | 218.7 | 258.7 | 258.7 | 258.7 | 258.7 | 258.7 | 258.7 | 258.7 | 236.129 | 227.863 | 220.109 | 214.858 | 212.558 | 212.558 | 212.558 | 210.843 | 209.985
Norwich | Storage/Batteries | Srg_BB001_3 | Batteries >= 5 MW | MW | HydrogenEvolution | 21 | 68.8 | 168.8 | 168.8 | 168.8 | 168.8 | 168.8 | 168.8 | 218.7 | 218.7 | 218.7 | 258.7 | 258.7 | 258.7 | 258.7 | 258.7 | 258.7 | 229.05 | 221.886 | 210.539 | 198.141 | 187.053 | 184.365 | 184.365 | 183.585 | 177.632 | 174.265
Pelham and Wymondley | Storage/Batteries | Srg_BB001_3 | Batteries >= 5 MW | MW | HolisticTransition | 110.5 | 0 | 0 | 0 | 0 | 0 | 0 | 0 | 0 | 0 | 0 | 0 | 0 | 0 | 0 | 0 | 0 | 0 | 0 | 0 | 0 | 0 | 0 | 0 | 0 | 0 | 0
Pelham and Wymondley | Storage/Batteries | Srg_BB001_3 | Batteries >= 5 MW | MW | FallingBehind | 110.5 | 0 | 0 | 0 | 0 | 0 | 0 | 0 | 0 | 0 | 0 | 0 | 0 | 0 | 0 | 0 | 0 | 0 | 0 | 0 | 0 | 0 | 0 | 0 | 0 | 0 | 0
Pelham and Wymondley | Storage/Batteries | Srg_BB001_3 | Batteries >= 5 MW | MW | ElectricEngagement | 110.5 | 0 | 0 | 0 | 0 | 0 | 0 | 0 | 0 | 0 | 0 | 0 | 0 | 0 | 0 | 0 | 0 | 0 | 0 | 0 | 0 | 0 | 0 | 0 | 0 | 0 | 0
Pelham and Wymondley | Storage/Batteries | Srg_BB001_3 | Batteries >= 5 MW | MW | HydrogenEvolution | 110.5 | 0 | 0 | 0 | 0 | 0 | 0 | 0 | 0 | 0 | 0 | 0 | 0 | 0 | 0 | 0 | 0 | 0 | 0 | 0 | 0 | 0 | 0 | 0 | 0 | 0 | 0
Pelham and Wymondley and Twinstead Green | Storage/Batteries | Srg_BB001_3 | Batteries >= 5 MW | MW | HolisticTransition | 35 | 110.5 | 110.5 | 135.5 | 135.5 | 135.5 | 185.499 | 185.499 | 185.499 | 185.499 | 185.499 | 195.499 | 195.499 | 195.499 | 195.499 | 195.499 | 195.499 | 195.499 | 195.499 | 195.499 | 195.499 | 195.499 | 195.499 | 195.499 | 195.499 | 125.974 | 118.853
Pelham and Wymondley and Twinstead Green | Storage/Batteries | Srg_BB001_3 | Batteries >= 5 MW | MW | FallingBehind | 35 | 120.5 | 120.5 | 120.5 | 120.5 | 120.5 | 145.5 | 145.5 | 145.5 | 195.499 | 195.499 | 195.499 | 195.499 | 195.499 | 195.499 | 195.499 | 195.499 | 195.499 | 195.499 | 195.499 | 195.499 | 195.499 | 195.499 | 195.499 | 195.499 | 116.653 | 109.102
Pelham and Wymondley and Twinstead Green | Storage/Batteries | Srg_BB001_3 | Batteries >= 5 MW | MW | ElectricEngagement | 35 | 110.5 | 110.5 | 135.5 | 135.5 | 135.5 | 185.499 | 185.499 | 185.499 | 185.499 | 185.499 | 195.499 | 195.499 | 195.499 | 195.499 | 195.499 | 195.499 | 195.499 | 171.61 | 162.862 | 154.656 | 149.098 | 146.664 | 146.664 | 146.664 | 144.849 | 143.941
Pelham and Wymondley and Twinstead Green | Storage/Batteries | Srg_BB001_3 | Batteries >= 5 MW | MW | HydrogenEvolution | 35 | 110.5 | 110.5 | 135.5 | 135.5 | 135.5 | 185.499 | 185.499 | 185.499 | 185.499 | 185.499 | 195.499 | 195.499 | 195.499 | 195.499 | 195.499 | 195.499 | 164.118 | 156.536 | 144.527 | 131.406 | 119.671 | 116.825 | 116.825 | 116 | 109.7 | 106.136
Rayleigh | Storage/Batteries | Srg_BB001_3 | Batteries >= 5 MW | MW | HolisticTransition | 124.8 | 124.8 | 174.7 | 174.7 | 174.7 | 174.7 | 174.7 | 174.7 | 174.7 | 174.7 | 174.7 | 174.7 | 174.7 | 174.7 | 174.7 | 174.7 | 174.7 | 174.7 | 174.7 | 174.7 | 174.7 | 174.7 | 174.7 | 174.7 | 174.7 | 122.114 | 116.727
Rayleigh | Storage/Batteries | Srg_BB001_3 | Batteries >= 5 MW | MW | FallingBehind | 124.8 | 124.8 | 124.8 | 124.8 | 124.8 | 174.7 | 174.7 | 174.7 | 174.7 | 174.7 | 174.7 | 174.7 | 174.7 | 174.7 | 174.7 | 174.7 | 174.7 | 174.7 | 174.7 | 174.7 | 174.7 | 174.7 | 174.7 | 174.7 | 174.7 | 115.064 | 109.352
Rayleigh | Storage/Batteries | Srg_BB001_3 | Batteries >= 5 MW | MW | ElectricEngagement | 124.8 | 124.8 | 174.7 | 174.7 | 174.7 | 174.7 | 174.7 | 174.7 | 174.7 | 174.7 | 174.7 | 174.7 | 174.7 | 174.7 | 174.7 | 174.7 | 174.7 | 174.7 | 156.631 | 150.015 | 143.808 | 139.604 | 137.763 | 137.763 | 137.763 | 136.39 | 135.703
Rayleigh | Storage/Batteries | Srg_BB001_3 | Batteries >= 5 MW | MW | HydrogenEvolution | 124.8 | 124.8 | 174.7 | 174.7 | 174.7 | 174.7 | 174.7 | 174.7 | 174.7 | 174.7 | 174.7 | 174.7 | 174.7 | 174.7 | 174.7 | 174.7 | 174.7 | 150.964 | 145.23 | 136.147 | 126.222 | 117.346 | 115.193 | 115.193 | 114.569 | 109.804 | 107.108
Rye House | Storage/Batteries | Srg_BB001_3 | Batteries >= 5 MW | MW | HolisticTransition | 0 | 0 | 0 | 0 | 0 | 0 | 0 | 0 | 0 | 0 | 0 | 7.215 | 7.215 | 7.215 | 7.215 | 7.215 | 7.215 | 7.215 | 7.215 | 7.215 | 7.215 | 7.215 | 7.215 | 7.215 | 7.215 | 7.215 | 7.215
Rye House | Storage/Batteries | Srg_BB001_3 | Batteries >= 5 MW | MW | FallingBehind | 0 | 7.215 | 7.215 | 7.215 | 7.215 | 7.215 | 7.215 | 7.215 | 7.215 | 7.215 | 7.215 | 7.215 | 7.215 | 7.215 | 7.215 | 7.215 | 7.215 | 7.215 | 7.215 | 7.215 | 7.215 | 7.215 | 7.215 | 7.215 | 7.215 | 7.215 | 7.215
Rye House | Storage/Batteries | Srg_BB001_3 | Batteries >= 5 MW | MW | ElectricEngagement | 0 | 0 | 0 | 0 | 0 | 0 | 0 | 0 | 0 | 0 | 0 | 7.215 | 7.215 | 7.215 | 7.215 | 7.215 | 7.215 | 7.215 | 7.215 | 7.215 | 7.215 | 7.215 | 7.215 | 7.215 | 7.215 | 7.215 | 7.215
Rye House | Storage/Batteries | Srg_BB001_3 | Batteries >= 5 MW | MW | HydrogenEvolution | 0 | 0 | 0 | 0 | 0 | 0 | 0 | 0 | 0 | 0 | 0 | 7.215 | 7.215 | 7.215 | 7.215 | 7.215 | 7.215 | 7.215 | 7.215 | 7.215 | 7.215 | 7.215 | 7.215 | 7.215 | 7.215 | 7.215 | 7.215
Sundon | Storage/Batteries | Srg_BB001_3 | Batteries >= 5 MW | MW | HolisticTransition | 101.5 | 101.5 | 101.5 | 101.5 | 136.5 | 136.5 | 136.5 | 136.5 | 136.5 | 136.5 | 136.5 | 136.5 | 136.5 | 136.5 | 136.5 | 136.5 | 136.5 | 136.5 | 136.5 | 136.5 | 136.5 | 136.5 | 136.5 | 136.5 | 136.5 | 113.114 | 110.719
Sundon | Storage/Batteries | Srg_BB001_3 | Batteries >= 5 MW | MW | FallingBehind | 101.5 | 101.5 | 101.5 | 101.5 | 101.5 | 101.5 | 101.5 | 136.5 | 136.5 | 136.5 | 136.5 | 136.5 | 136.5 | 136.5 | 136.5 | 136.5 | 136.5 | 136.5 | 136.5 | 136.5 | 136.5 | 136.5 | 136.5 | 136.5 | 136.5 | 109.979 | 107.439
Sundon | Storage/Batteries | Srg_BB001_3 | Batteries >= 5 MW | MW | ElectricEngagement | 101.5 | 101.5 | 101.5 | 101.5 | 136.5 | 136.5 | 136.5 | 136.5 | 136.5 | 136.5 | 136.5 | 136.5 | 136.5 | 136.5 | 136.5 | 136.5 | 136.5 | 136.5 | 128.465 | 125.522 | 122.762 | 120.892 | 120.074 | 120.074 | 120.074 | 119.463 | 119.158
Sundon | Storage/Batteries | Srg_BB001_3 | Batteries >= 5 MW | MW | HydrogenEvolution | 101.5 | 101.5 | 101.5 | 101.5 | 136.5 | 136.5 | 136.5 | 136.5 | 136.5 | 136.5 | 136.5 | 136.5 | 136.5 | 136.5 | 136.5 | 136.5 | 136.5 | 125.945 | 123.394 | 119.355 | 114.941 | 110.994 | 110.037 | 110.037 | 109.759 | 107.64 | 106.441
Tilbury 1&7 | Storage/Batteries | Srg_BB001_3 | Batteries >= 5 MW | MW | HolisticTransition | 9 | 9 | 9 | 58.9 | 58.9 | 58.9 | 58.9 | 58.9 | 58.9 | 58.9 | 58.9 | 98.9 | 98.9 | 98.9 | 98.9 | 98.9 | 98.9 | 98.9 | 98.9 | 98.9 | 98.9 | 98.9 | 98.9 | 98.9 | 98.9 | 57.227 | 52.958
Tilbury 1&7 | Storage/Batteries | Srg_BB001_3 | Batteries >= 5 MW | MW | FallingBehind | 9 | 49 | 49 | 49 | 49 | 49 | 98.9 | 98.9 | 98.9 | 98.9 | 98.9 | 98.9 | 98.9 | 98.9 | 98.9 | 98.9 | 98.9 | 98.9 | 98.9 | 98.9 | 98.9 | 98.9 | 98.9 | 98.9 | 98.9 | 51.64 | 47.114
Tilbury 1&7 | Storage/Batteries | Srg_BB001_3 | Batteries >= 5 MW | MW | ElectricEngagement | 9 | 9 | 9 | 58.9 | 58.9 | 58.9 | 58.9 | 58.9 | 58.9 | 58.9 | 58.9 | 98.9 | 98.9 | 98.9 | 98.9 | 98.9 | 98.9 | 98.9 | 84.581 | 79.338 | 74.419 | 71.087 | 69.629 | 69.629 | 69.629 | 68.54 | 67.996
Tilbury 1&7 | Storage/Batteries | Srg_BB001_3 | Batteries >= 5 MW | MW | HydrogenEvolution | 9 | 9 | 9 | 58.9 | 58.9 | 58.9 | 58.9 | 58.9 | 58.9 | 58.9 | 58.9 | 98.9 | 98.9 | 98.9 | 98.9 | 98.9 | 98.9 | 80.09 | 75.546 | 68.348 | 60.483 | 53.449 | 51.743 | 51.743 | 51.248 | 47.472 | 45.336
Tilbury 2&8 | Storage/Batteries | Srg_BB001_3 | Batteries >= 5 MW | MW | HolisticTransition | 0 | 0 | 20 | 20 | 20 | 20 | 20 | 20 | 20 | 20 | 20 | 20 | 20 | 20 | 20 | 20 | 20 | 20 | 20 | 20 | 20 | 20 | 20 | 20 | 20 | 20 | 20
Tilbury 2&8 | Storage/Batteries | Srg_BB001_3 | Batteries >= 5 MW | MW | FallingBehind | 0 | 0 | 20 | 20 | 20 | 20 | 20 | 20 | 20 | 20 | 20 | 20 | 20 | 20 | 20 | 20 | 20 | 20 | 20 | 20 | 20 | 20 | 20 | 20 | 20 | 20 | 20
Tilbury 2&8 | Storage/Batteries | Srg_BB001_3 | Batteries >= 5 MW | MW | ElectricEngagement | 0 | 0 | 20 | 20 | 20 | 20 | 20 | 20 | 20 | 20 | 20 | 20 | 20 | 20 | 20 | 20 | 20 | 20 | 20 | 20 | 20 | 20 | 20 | 20 | 20 | 20 | 20
Tilbury 2&8 | Storage/Batteries | Srg_BB001_3 | Batteries >= 5 MW | MW | HydrogenEvolution | 0 | 0 | 20 | 20 | 20 | 20 | 20 | 20 | 20 | 20 | 20 | 20 | 20 | 20 | 20 | 20 | 20 | 20 | 20 | 20 | 20 | 20 | 20 | 20 | 20 | 20 | 20
Tottenham | Storage/Batteries | Srg_BB001_3 | Batteries >= 5 MW | MW | HolisticTransition | 0 | 0 | 0 | 0 | 0 | 0 | 0 | 0 | 0 | 0 | 0 | 0 | 0 | 0 | 0 | 0 | 0 | 0 | 0 | 0 | 0 | 0 | 0 | 0 | 0 | 0 | 0
Tottenham | Storage/Batteries | Srg_BB001_3 | Batteries >= 5 MW | MW | FallingBehind | 0 | 0 | 0 | 0 | 0 | 0 | 0 | 0 | 0 | 0 | 0 | 0 | 0 | 0 | 0 | 0 | 0 | 0 | 0 | 0 | 0 | 0 | 0 | 0 | 0 | 0 | 0
Tottenham | Storage/Batteries | Srg_BB001_3 | Batteries >= 5 MW | MW | ElectricEngagement | 0 | 0 | 0 | 0 | 0 | 0 | 0 | 0 | 0 | 0 | 0 | 0 | 0 | 0 | 0 | 0 | 0 | 0 | 0 | 0 | 0 | 0 | 0 | 0 | 0 | 0 | 0
Tottenham | Storage/Batteries | Srg_BB001_3 | Batteries >= 5 MW | MW | HydrogenEvolution | 0 | 0 | 0 | 0 | 0 | 0 | 0 | 0 | 0 | 0 | 0 | 0 | 0 | 0 | 0 | 0 | 0 | 0 | 0 | 0 | 0 | 0 | 0 | 0 | 0 | 0 | 0
Walpole | Storage/Batteries | Srg_BB001_3 | Batteries >= 5 MW | MW | HolisticTransition | 8 | 369.6 | 419.6 | 419.6 | 419.6 | 419.6 | 519.59 | 519.59 | 519.59 | 519.59 | 519.59 | 819.489 | 819.489 | 819.489 | 819.489 | 819.489 | 819.489 | 819.489 | 819.489 | 819.489 | 819.489 | 819.489 | 819.489 | 819.489 | 819.489 | 524.75 | 494.558
Walpole | Storage/Batteries | Srg_BB001_3 | Batteries >= 5 MW | MW | FallingBehind | 8 | 307.899 | 307.899 | 307.899 | 669.499 | 719.499 | 819.489 | 819.489 | 819.489 | 819.489 | 819.489 | 819.489 | 819.489 | 819.489 | 819.489 | 819.489 | 819.489 | 819.489 | 819.489 | 819.489 | 819.489 | 819.489 | 819.489 | 819.489 | 819.489 | 485.234 | 453.222
Walpole | Storage/Batteries | Srg_BB001_3 | Batteries >= 5 MW | MW | ElectricEngagement | 8 | 369.6 | 419.6 | 419.6 | 419.6 | 419.6 | 519.59 | 519.59 | 519.59 | 519.59 | 519.59 | 819.489 | 819.489 | 819.489 | 819.489 | 819.489 | 819.489 | 819.489 | 718.217 | 681.13 | 646.34 | 622.779 | 612.462 | 612.462 | 612.462 | 604.765 | 600.916
Walpole | Storage/Batteries | Srg_BB001_3 | Batteries >= 5 MW | MW | HydrogenEvolution | 8 | 369.6 | 419.6 | 419.6 | 419.6 | 419.6 | 519.59 | 519.59 | 519.59 | 519.59 | 519.59 | 819.489 | 819.489 | 819.489 | 819.489 | 819.489 | 819.489 | 686.454 | 654.312 | 603.402 | 547.776 | 498.027 | 485.962 | 485.962 | 482.463 | 455.757 | 440.646
Warley | Storage/Batteries | Srg_BB001_3 | Batteries >= 5 MW | MW | HolisticTransition | 249 | 348.9 | 348.9 | 348.9 | 348.9 | 348.9 | 348.9 | 348.9 | 348.9 | 348.9 | 348.9 | 348.9 | 348.9 | 348.9 | 348.9 | 348.9 | 348.9 | 348.9 | 348.9 | 348.9 | 348.9 | 348.9 | 348.9 | 348.9 | 348.9 | 239.809 | 228.634
Warley | Storage/Batteries | Srg_BB001_3 | Batteries >= 5 MW | MW | FallingBehind | 249 | 159 | 159 | 249 | 348.9 | 348.9 | 348.9 | 348.9 | 348.9 | 348.9 | 348.9 | 348.9 | 348.9 | 348.9 | 348.9 | 348.9 | 348.9 | 348.9 | 348.9 | 348.9 | 348.9 | 348.9 | 348.9 | 348.9 | 348.9 | 225.183 | 213.335
Warley | Storage/Batteries | Srg_BB001_3 | Batteries >= 5 MW | MW | ElectricEngagement | 249 | 348.9 | 348.9 | 348.9 | 348.9 | 348.9 | 348.9 | 348.9 | 348.9 | 348.9 | 348.9 | 348.9 | 348.9 | 348.9 | 348.9 | 348.9 | 348.9 | 348.9 | 311.416 | 297.69 | 284.813 | 276.092 | 272.273 | 272.273 | 272.273 | 269.425 | 268
Warley | Storage/Batteries | Srg_BB001_3 | Batteries >= 5 MW | MW | HydrogenEvolution | 249 | 348.9 | 348.9 | 348.9 | 348.9 | 348.9 | 348.9 | 348.9 | 348.9 | 348.9 | 348.9 | 348.9 | 348.9 | 348.9 | 348.9 | 348.9 | 348.9 | 299.66 | 287.763 | 268.92 | 248.332 | 229.918 | 225.453 | 225.453 | 224.158 | 214.273 | 208.68
Watford South 2 and 4 | Storage/Batteries | Srg_BB001_3 | Batteries >= 5 MW | MW | HolisticTransition | 0 | 0 | 0 | 0 | 0 | 0 | 0 | 0 | 0 | 0 | 0 | 0 | 0 | 0 | 0 | 0 | 0 | 0 | 0 | 0 | 0 | 0 | 0 | 0 | 0 | 0 | 0
Watford South 2 and 4 | Storage/Batteries | Srg_BB001_3 | Batteries >= 5 MW | MW | FallingBehind | 0 | 0 | 0 | 0 | 0 | 0 | 0 | 0 | 0 | 0 | 0 | 0 | 0 | 0 | 0 | 0 | 0 | 0 | 0 | 0 | 0 | 0 | 0 | 0 | 0 | 0 | 0
Watford South 2 and 4 | Storage/Batteries | Srg_BB001_3 | Batteries >= 5 MW | MW | ElectricEngagement | 0 | 0 | 0 | 0 | 0 | 0 | 0 | 0 | 0 | 0 | 0 | 0 | 0 | 0 | 0 | 0 | 0 | 0 | 0 | 0 | 0 | 0 | 0 | 0 | 0 | 0 | 0
Watford South 2 and 4 | Storage/Batteries | Srg_BB001_3 | Batteries >= 5 MW | MW | HydrogenEvolution | 0 | 0 | 0 | 0 | 0 | 0 | 0 | 0 | 0 | 0 | 0 | 0 | 0 | 0 | 0 | 0 | 0 | 0 | 0 | 0 | 0 | 0 | 0 | 0 | 0 | 0 | 0
West Thurrock | Storage/Batteries | Srg_BB001_3 | Batteries >= 5 MW | MW | HolisticTransition | 0 | 0 | 0 | 0 | 0 | 0 | 0 | 0 | 0 | 0 | 0 | 0 | 0 | 0 | 0 | 0 | 0 | 0 | 0 | 0 | 0 | 0 | 0 | 0 | 0 | 0 | 0
West Thurrock | Storage/Batteries | Srg_BB001_3 | Batteries >= 5 MW | MW | FallingBehind | 0 | 0 | 0 | 0 | 0 | 0 | 0 | 0 | 0 | 0 | 0 | 0 | 0 | 0 | 0 | 0 | 0 | 0 | 0 | 0 | 0 | 0 | 0 | 0 | 0 | 0 | 0
West Thurrock | Storage/Batteries | Srg_BB001_3 | Batteries >= 5 MW | MW | ElectricEngagement | 0 | 0 | 0 | 0 | 0 | 0 | 0 | 0 | 0 | 0 | 0 | 0 | 0 | 0 | 0 | 0 | 0 | 0 | 0 | 0 | 0 | 0 | 0 | 0 | 0 | 0 | 0
West Thurrock | Storage/Batteries | Srg_BB001_3 | Batteries >= 5 MW | MW | HydrogenEvolution | 0 | 0 | 0 | 0 | 0 | 0 | 0 | 0 | 0 | 0 | 0 | 0 | 0 | 0 | 0 | 0 | 0 | 0 | 0 | 0 | 0 | 0 | 0 | 0 | 0 | 0 | 0
Willesden | Storage/Batteries | Srg_BB001_3 | Batteries >= 5 MW | MW | HolisticTransition | 0 | 0 | 0 | 0 | 0 | 0 | 0 | 0 | 0 | 0 | 0 | 0 | 0 | 0 | 0 | 0 | 0 | 0 | 0 | 0 | 0 | 0 | 0 | 0 | 0 | 0 | 0
Willesden | Storage/Batteries | Srg_BB001_3 | Batteries >= 5 MW | MW | FallingBehind | 0 | 0 | 0 | 0 | 0 | 0 | 0 | 0 | 0 | 0 | 0 | 0 | 0 | 0 | 0 | 0 | 0 | 0 | 0 | 0 | 0 | 0 | 0 | 0 | 0 | 0 | 0
Willesden | Storage/Batteries | Srg_BB001_3 | Batteries >= 5 MW | MW | ElectricEngagement | 0 | 0 | 0 | 0 | 0 | 0 | 0 | 0 | 0 | 0 | 0 | 0 | 0 | 0 | 0 | 0 | 0 | 0 | 0 | 0 | 0 | 0 | 0 | 0 | 0 | 0 | 0
Willesden | Storage/Batteries | Srg_BB001_3 | Batteries >= 5 MW | MW | HydrogenEvolution | 0 | 0 | 0 | 0 | 0 | 0 | 0 | 0 | 0 | 0 | 0 | 0 | 0 | 0 | 0 | 0 | 0 | 0 | 0 | 0 | 0 | 0 | 0 | 0 | 0 | 0 | 0
Acton Lane 22kV | Storage/Batteries | Srg_BB001 | Batteries | MW | HolisticTransition | 0 | 0 | 0 | 0 | 0 | 0 | 0 | 0 | 0 | 0 | 0 | 0 | 0 | 0 | 0 | 0 | 0 | 0 | 0 | 0 | 0 | 0 | 0 | 0 | 0 | 0 | 0
Acton Lane 22kV | Storage/Batteries | Srg_BB001 | Batteries | MW | FallingBehind | 0 | 0 | 0 | 0 | 0 | 0 | 0 | 0 | 0 | 0 | 0 | 0 | 0 | 0 | 0 | 0 | 0 | 0 | 0 | 0 | 0 | 0 | 0 | 0 | 0 | 0 | 0
Acton Lane 22kV | Storage/Batteries | Srg_BB001 | Batteries | MW | ElectricEngagement | 0 | 0 | 0 | 0 | 0 | 0 | 0 | 0 | 0 | 0 | 0 | 0 | 0 | 0 | 0 | 0 | 0 | 0 | 0 | 0 | 0 | 0 | 0 | 0 | 0 | 0 | 0
Acton Lane 22kV | Storage/Batteries | Srg_BB001 | Batteries | MW | HydrogenEvolution | 0 | 0 | 0 | 0 | 0 | 0 | 0 | 0 | 0 | 0 | 0 | 0 | 0 | 0 | 0 | 0 | 0 | 0 | 0 | 0 | 0 | 0 | 0 | 0 | 0 | 0 | 0
Barking 132kV GIS | Storage/Batteries | Srg_BB001 | Batteries | MW | HolisticTransition | 0 | 0 | 0 | 0 | 0 | 0 | 0 | 0 | 0 | 0 | 0 | 0 | 0 | 0 | 0 | 0 | 0 | 0 | 0 | 0 | 0 | 0 | 0 | 0 | 0 | 0 | 0
Barking 132kV GIS | Storage/Batteries | Srg_BB001 | Batteries | MW | FallingBehind | 0 | 0 | 0 | 0 | 0 | 0 | 0 | 0 | 0 | 0 | 0 | 0 | 0 | 0 | 0 | 0 | 0 | 0 | 0 | 0 | 0 | 0 | 0 | 0 | 0 | 0 | 0
Barking 132kV GIS | Storage/Batteries | Srg_BB001 | Batteries | MW | ElectricEngagement | 0 | 0 | 0 | 0 | 0 | 0 | 0 | 0 | 0 | 0 | 0 | 0 | 0 | 0 | 0 | 0 | 0 | 0 | 0 | 0 | 0 | 0 | 0 | 0 | 0 | 0 | 0
Barking 132kV GIS | Storage/Batteries | Srg_BB001 | Batteries | MW | HydrogenEvolution | 0 | 0 | 0 | 0 | 0 | 0 | 0 | 0 | 0 | 0 | 0 | 0 | 0 | 0 | 0 | 0 | 0 | 0 | 0 | 0 | 0 | 0 | 0 | 0 | 0 | 0 | 0
Barking West 33kV | Storage/Batteries | Srg_BB001 | Batteries | MW | HolisticTransition | 0 | 0 | 0 | 0 | 0 | 0 | 0 | 0 | 0 | 0 | 0 | 0 | 0 | 0 | 0 | 0 | 0 | 0 | 0 | 0 | 0 | 0 | 0 | 0 | 0 | 0 | 0
Barking West 33kV | Storage/Batteries | Srg_BB001 | Batteries | MW | FallingBehind | 0 | 0 | 0 | 0 | 0 | 0 | 0 | 0 | 0 | 0 | 0 | 0 | 0 | 0 | 0 | 0 | 0 | 0 | 0 | 0 | 0 | 0 | 0 | 0 | 0 | 0 | 0
Barking West 33kV | Storage/Batteries | Srg_BB001 | Batteries | MW | ElectricEngagement | 0 | 0 | 0 | 0 | 0 | 0 | 0 | 0 | 0 | 0 | 0 | 0 | 0 | 0 | 0 | 0 | 0 | 0 | 0 | 0 | 0 | 0 | 0 | 0 | 0 | 0 | 0
Barking West 33kV | Storage/Batteries | Srg_BB001 | Batteries | MW | HydrogenEvolution | 0 | 0 | 0 | 0 | 0 | 0 | 0 | 0 | 0 | 0 | 0 | 0 | 0 | 0 | 0 | 0 | 0 | 0 | 0 | 0 | 0 | 0 | 0 | 0 | 0 | 0 | 0
Beddington 132kV Hurst 132kV | Storage/Batteries | Srg_BB001 | Batteries | MW | HolisticTransition | 0 | 0 | 0 | 0 | 0 | 0 | 0 | 0 | 0 | 0 | 0 | 0 | 0 | 0 | 0 | 0 | 0 | 0 | 0 | 0 | 0 | 0 | 0 | 0 | 0 | 0 | 0
Beddington 132kV Hurst 132kV | Storage/Batteries | Srg_BB001 | Batteries | MW | FallingBehind | 0 | 0 | 0 | 0 | 0 | 0 | 0 | 0 | 0 | 0 | 0 | 0 | 0 | 0 | 0 | 0 | 0 | 0 | 0 | 0 | 0 | 0 | 0 | 0 | 0 | 0 | 0
Beddington 132kV Hurst 132kV | Storage/Batteries | Srg_BB001 | Batteries | MW | ElectricEngagement | 0 | 0 | 0 | 0 | 0 | 0 | 0 | 0 | 0 | 0 | 0 | 0 | 0 | 0 | 0 | 0 | 0 | 0 | 0 | 0 | 0 | 0 | 0 | 0 | 0 | 0 | 0
Beddington 132kV Hurst 132kV | Storage/Batteries | Srg_BB001 | Batteries | MW | HydrogenEvolution | 0 | 0 | 0 | 0 | 0 | 0 | 0 | 0 | 0 | 0 | 0 | 0 | 0 | 0 | 0 | 0 | 0 | 0 | 0 | 0 | 0 | 0 | 0 | 0 | 0 | 0 | 0
Bengeworth Road 132kV GIS | Storage/Batteries | Srg_BB001 | Batteries | MW | HolisticTransition | 0 | 0 | 0 | 0 | 0 | 0 | 0 | 0 | 0 | 0 | 0 | 0 | 0 | 0 | 0 | 0 | 0 | 0 | 0 | 0 | 0 | 0 | 0 | 0 | 0 | 0 | 0
Bengeworth Road 132kV GIS | Storage/Batteries | Srg_BB001 | Batteries | MW | FallingBehind | 0 | 0 | 0 | 0 | 0 | 0 | 0 | 0 | 0 | 0 | 0 | 0 | 0 | 0 | 0 | 0 | 0 | 0 | 0 | 0 | 0 | 0 | 0 | 0 | 0 | 0 | 0
Bengeworth Road 132kV GIS | Storage/Batteries | Srg_BB001 | Batteries | MW | ElectricEngagement | 0 | 0 | 0 | 0 | 0 | 0 | 0 | 0 | 0 | 0 | 0 | 0 | 0 | 0 | 0 | 0 | 0 | 0 | 0 | 0 | 0 | 0 | 0 | 0 | 0 | 0 | 0
Bengeworth Road 132kV GIS | Storage/Batteries | Srg_BB001 | Batteries | MW | HydrogenEvolution | 0 | 0 | 0 | 0 | 0 | 0 | 0 | 0 | 0 | 0 | 0 | 0 | 0 | 0 | 0 | 0 | 0 | 0 | 0 | 0 | 0 | 0 | 0 | 0 | 0 | 0 | 0
Brimsdown | Storage/Batteries | Srg_BB001 | Batteries | MW | HolisticTransition | 0 | 0 | 0 | 0 | 0 | 0 | 0 | 0 | 0 | 0 | 0 | 0 | 0 | 0 | 0 | 0 | 0 | 0 | 0 | 0 | 0 | 0 | 0 | 0 | 0 | 0 | 0
Brimsdown | Storage/Batteries | Srg_BB001 | Batteries | MW | FallingBehind | 0 | 0 | 0 | 0 | 0 | 0 | 0 | 0 | 0 | 0 | 0 | 0 | 0 | 0 | 0 | 0 | 0 | 0 | 0 | 0 | 0 | 0 | 0 | 0 | 0 | 0 | 0
Brimsdown | Storage/Batteries | Srg_BB001 | Batteries | MW | ElectricEngagement | 0 | 0 | 0 | 0 | 0 | 0 | 0 | 0 | 0 | 0 | 0 | 0 | 0 | 0 | 0 | 0 | 0 | 0 | 0 | 0 | 0 | 0 | 0 | 0 | 0 | 0 | 0
Brimsdown | Storage/Batteries | Srg_BB001 | Batteries | MW | HydrogenEvolution | 0 | 0 | 0 | 0 | 0 | 0 | 0 | 0 | 0 | 0 | 0 | 0 | 0 | 0 | 0 | 0 | 0 | 0 | 0 | 0 | 0 | 0 | 0 | 0 | 0 | 0 | 0
City Road 132kV | Storage/Batteries | Srg_BB001 | Batteries | MW | HolisticTransition | 0 | 0 | 0 | 0 | 0 | 0 | 0 | 0 | 0 | 0 | 0 | 0 | 0 | 0 | 0 | 0 | 0 | 0 | 0 | 0 | 0 | 0 | 0 | 0 | 0 | 0 | 0
City Road 132kV | Storage/Batteries | Srg_BB001 | Batteries | MW | FallingBehind | 0 | 0 | 0 | 0 | 0 | 0 | 0 | 0 | 0 | 0 | 0 | 0 | 0 | 0 | 0 | 0 | 0 | 0 | 0 | 0 | 0 | 0 | 0 | 0 | 0 | 0 | 0
City Road 132kV | Storage/Batteries | Srg_BB001 | Batteries | MW | ElectricEngagement | 0 | 0 | 0 | 0 | 0 | 0 | 0 | 0 | 0 | 0 | 0 | 0 | 0 | 0 | 0 | 0 | 0 | 0 | 0 | 0 | 0 | 0 | 0 | 0 | 0 | 0 | 0
City Road 132kV | Storage/Batteries | Srg_BB001 | Batteries | MW | HydrogenEvolution | 0 | 0 | 0 | 0 | 0 | 0 | 0 | 0 | 0 | 0 | 0 | 0 | 0 | 0 | 0 | 0 | 0 | 0 | 0 | 0 | 0 | 0 | 0 | 0 | 0 | 0 | 0
Hackney 132kV | Storage/Batteries | Srg_BB001 | Batteries | MW | HolisticTransition | 0 | 0 | 0 | 0 | 0 | 0 | 0 | 0 | 0 | 0 | 0 | 0 | 0 | 0 | 0 | 0 | 0 | 0 | 0 | 0 | 0 | 0 | 0 | 0 | 0 | 0 | 0
Hackney 132kV | Storage/Batteries | Srg_BB001 | Batteries | MW | FallingBehind | 0 | 0 | 0 | 0 | 0 | 0 | 0 | 0 | 0 | 0 | 0 | 0 | 0 | 0 | 0 | 0 | 0 | 0 | 0 | 0 | 0 | 0 | 0 | 0 | 0 | 0 | 0
Hackney 132kV | Storage/Batteries | Srg_BB001 | Batteries | MW | ElectricEngagement | 0 | 0 | 0 | 0 | 0 | 0 | 0 | 0 | 0 | 0 | 0 | 0 | 0 | 0 | 0 | 0 | 0 | 0 | 0 | 0 | 0 | 0 | 0 | 0 | 0 | 0 | 0
Hackney 132kV | Storage/Batteries | Srg_BB001 | Batteries | MW | HydrogenEvolution | 0 | 0 | 0 | 0 | 0 | 0 | 0 | 0 | 0 | 0 | 0 | 0 | 0 | 0 | 0 | 0 | 0 | 0 | 0 | 0 | 0 | 0 | 0 | 0 | 0 | 0 | 0
Hackney Supergrid 66kV | Storage/Batteries | Srg_BB001 | Batteries | MW | HolisticTransition | 0 | 0 | 0 | 0 | 0 | 0 | 0 | 0 | 0 | 0 | 0 | 0 | 0 | 0 | 0 | 0 | 0 | 0 | 0 | 0 | 0 | 0 | 0 | 0 | 0 | 0 | 0
Hackney Supergrid 66kV | Storage/Batteries | Srg_BB001 | Batteries | MW | FallingBehind | 0 | 0 | 0 | 0 | 0 | 0 | 0 | 0 | 0 | 0 | 0 | 0 | 0 | 0 | 0 | 0 | 0 | 0 | 0 | 0 | 0 | 0 | 0 | 0 | 0 | 0 | 0
Hackney Supergrid 66kV | Storage/Batteries | Srg_BB001 | Batteries | MW | ElectricEngagement | 0 | 0 | 0 | 0 | 0 | 0 | 0 | 0 | 0 | 0 | 0 | 0 | 0 | 0 | 0 | 0 | 0 | 0 | 0 | 0 | 0 | 0 | 0 | 0 | 0 | 0 | 0
Hackney Supergrid 66kV | Storage/Batteries | Srg_BB001 | Batteries | MW | HydrogenEvolution | 0 | 0 | 0 | 0 | 0 | 0 | 0 | 0 | 0 | 0 | 0 | 0 | 0 | 0 | 0 | 0 | 0 | 0 | 0 | 0 | 0 | 0 | 0 | 0 | 0 | 0 | 0
Islington 132kV | Storage/Batteries | Srg_BB001 | Batteries | MW | HolisticTransition | 2.8 | 2.8 | 2.8 | 2.8 | 2.8 | 2.8 | 2.8 | 2.8 | 2.8 | 2.8 | 2.8 | 2.8 | 2.8 | 2.8 | 2.8 | 2.8 | 2.8 | 2.8 | 2.8 | 2.8 | 2.8 | 2.8 | 2.8 | 2.8 | 2.8 | 1.62 | 1.499
Islington 132kV | Storage/Batteries | Srg_BB001 | Batteries | MW | FallingBehind | 2.8 | 2.8 | 2.8 | 2.8 | 2.8 | 2.8 | 2.8 | 2.8 | 2.8 | 2.8 | 2.8 | 2.8 | 2.8 | 2.8 | 2.8 | 2.8 | 2.8 | 2.8 | 2.8 | 2.8 | 2.8 | 2.8 | 2.8 | 2.8 | 2.8 | 1.462 | 1.334
Islington 132kV | Storage/Batteries | Srg_BB001 | Batteries | MW | ElectricEngagement | 2.8 | 2.8 | 2.8 | 2.8 | 2.8 | 2.8 | 2.8 | 2.8 | 2.8 | 2.8 | 2.8 | 2.8 | 2.8 | 2.8 | 2.8 | 2.8 | 2.8 | 2.8 | 2.395 | 2.246 | 2.107 | 2.013 | 1.971 | 1.971 | 1.971 | 1.94 | 1.925
Islington 132kV | Storage/Batteries | Srg_BB001 | Batteries | MW | HydrogenEvolution | 2.8 | 2.8 | 2.8 | 2.8 | 2.8 | 2.8 | 2.8 | 2.8 | 2.8 | 2.8 | 2.8 | 2.8 | 2.8 | 2.8 | 2.8 | 2.8 | 2.8 | 2.267 | 2.139 | 1.935 | 1.712 | 1.513 | 1.465 | 1.465 | 1.451 | 1.344 | 1.284
Littlebrook 132kV | Storage/Batteries | Srg_BB001 | Batteries | MW | HolisticTransition | 10 | 10 | 20 | 20 | 20 | 20 | 20 | 20 | 20 | 20 | 20 | 20 | 20 | 20 | 20 | 20 | 20 | 20 | 20 | 20 | 20 | 20 | 20 | 20 | 20 | 15.786 | 15.355
Littlebrook 132kV | Storage/Batteries | Srg_BB001 | Batteries | MW | FallingBehind | 10 | 10 | 10 | 10 | 10 | 20 | 20 | 20 | 20 | 20 | 20 | 20 | 20 | 20 | 20 | 20 | 20 | 20 | 20 | 20 | 20 | 20 | 20 | 20 | 20 | 15.221 | 14.764
Littlebrook 132kV | Storage/Batteries | Srg_BB001 | Batteries | MW | ElectricEngagement | 10 | 10 | 20 | 20 | 20 | 20 | 20 | 20 | 20 | 20 | 20 | 20 | 20 | 20 | 20 | 20 | 20 | 20 | 18.552 | 18.022 | 17.525 | 17.188 | 17.04 | 17.04 | 17.04 | 16.93 | 16.875
Littlebrook 132kV | Storage/Batteries | Srg_BB001 | Batteries | MW | HydrogenEvolution | 10 | 10 | 20 | 20 | 20 | 20 | 20 | 20 | 20 | 20 | 20 | 20 | 20 | 20 | 20 | 20 | 20 | 18.098 | 17.639 | 16.911 | 16.116 | 15.404 | 15.232 | 15.232 | 15.182 | 14.8 | 14.584
Lodge Road 66kV | Storage/Batteries | Srg_BB001 | Batteries | MW | HolisticTransition | 0 | 0 | 0 | 0 | 0 | 0 | 0 | 0 | 0 | 0 | 0 | 0 | 0 | 0 | 0 | 0 | 0 | 0 | 0 | 0 | 0 | 0 | 0 | 0 | 0 | 0 | 0
Lodge Road 66kV | Storage/Batteries | Srg_BB001 | Batteries | MW | FallingBehind | 0 | 0 | 0 | 0 | 0 | 0 | 0 | 0 | 0 | 0 | 0 | 0 | 0 | 0 | 0 | 0 | 0 | 0 | 0 | 0 | 0 | 0 | 0 | 0 | 0 | 0 | 0
Lodge Road 66kV | Storage/Batteries | Srg_BB001 | Batteries | MW | ElectricEngagement | 0 | 0 | 0 | 0 | 0 | 0 | 0 | 0 | 0 | 0 | 0 | 0 | 0 | 0 | 0 | 0 | 0 | 0 | 0 | 0 | 0 | 0 | 0 | 0 | 0 | 0 | 0
Lodge Road 66kV | Storage/Batteries | Srg_BB001 | Batteries | MW | HydrogenEvolution | 0 | 0 | 0 | 0 | 0 | 0 | 0 | 0 | 0 | 0 | 0 | 0 | 0 | 0 | 0 | 0 | 0 | 0 | 0 | 0 | 0 | 0 | 0 | 0 | 0 | 0 | 0
New Cross 132kV | Storage/Batteries | Srg_BB001 | Batteries | MW | HolisticTransition | 0 | 0 | 0 | 0 | 0 | 0 | 0 | 0 | 0 | 0 | 0 | 0 | 0 | 0 | 0 | 0 | 0 | 0 | 0 | 0 | 0 | 0 | 0 | 0 | 0 | 0 | 0
New Cross 132kV | Storage/Batteries | Srg_BB001 | Batteries | MW | FallingBehind | 0 | 0 | 0 | 0 | 0 | 0 | 0 | 0 | 0 | 0 | 0 | 0 | 0 | 0 | 0 | 0 | 0 | 0 | 0 | 0 | 0 | 0 | 0 | 0 | 0 | 0 | 0
New Cross 132kV | Storage/Batteries | Srg_BB001 | Batteries | MW | ElectricEngagement | 0 | 0 | 0 | 0 | 0 | 0 | 0 | 0 | 0 | 0 | 0 | 0 | 0 | 0 | 0 | 0 | 0 | 0 | 0 | 0 | 0 | 0 | 0 | 0 | 0 | 0 | 0
New Cross 132kV | Storage/Batteries | Srg_BB001 | Batteries | MW | HydrogenEvolution | 0 | 0 | 0 | 0 | 0 | 0 | 0 | 0 | 0 | 0 | 0 | 0 | 0 | 0 | 0 | 0 | 0 | 0 | 0 | 0 | 0 | 0 | 0 | 0 | 0 | 0 | 0
New Cross 132kV to Wimbledon 1 and 2 132kV | Storage/Batteries | Srg_BB001 | Batteries | MW | HolisticTransition | 0 | 0 | 0 | 0 | 0 | 0 | 0 | 0 | 0 | 0 | 0 | 0 | 0 | 0 | 0 | 0 | 0 | 0 | 0 | 0 | 0 | 0 | 0 | 0 | 0 | 0 | 0
New Cross 132kV to Wimbledon 1 and 2 132kV | Storage/Batteries | Srg_BB001 | Batteries | MW | FallingBehind | 0 | 0 | 0 | 0 | 0 | 0 | 0 | 0 | 0 | 0 | 0 | 0 | 0 | 0 | 0 | 0 | 0 | 0 | 0 | 0 | 0 | 0 | 0 | 0 | 0 | 0 | 0
New Cross 132kV to Wimbledon 1 and 2 132kV | Storage/Batteries | Srg_BB001 | Batteries | MW | ElectricEngagement | 0 | 0 | 0 | 0 | 0 | 0 | 0 | 0 | 0 | 0 | 0 | 0 | 0 | 0 | 0 | 0 | 0 | 0 | 0 | 0 | 0 | 0 | 0 | 0 | 0 | 0 | 0
New Cross 132kV to Wimbledon 1 and 2 132kV | Storage/Batteries | Srg_BB001 | Batteries | MW | HydrogenEvolution | 0 | 0 | 0 | 0 | 0 | 0 | 0 | 0 | 0 | 0 | 0 | 0 | 0 | 0 | 0 | 0 | 0 | 0 | 0 | 0 | 0 | 0 | 0 | 0 | 0 | 0 | 0
New Cross 66kV | Storage/Batteries | Srg_BB001 | Batteries | MW | HolisticTransition | 1 | 1 | 1 | 1 | 1 | 1 | 1 | 1 | 1 | 1 | 1 | 1 | 1 | 1 | 1 | 1 | 1 | 1 | 1 | 1 | 1 | 1 | 1 | 1 | 1 | 0.579 | 0.535
New Cross 66kV | Storage/Batteries | Srg_BB001 | Batteries | MW | FallingBehind | 1 | 1 | 1 | 1 | 1 | 1 | 1 | 1 | 1 | 1 | 1 | 1 | 1 | 1 | 1 | 1 | 1 | 1 | 1 | 1 | 1 | 1 | 1 | 1 | 1 | 0.522 | 0.476
New Cross 66kV | Storage/Batteries | Srg_BB001 | Batteries | MW | ElectricEngagement | 1 | 1 | 1 | 1 | 1 | 1 | 1 | 1 | 1 | 1 | 1 | 1 | 1 | 1 | 1 | 1 | 1 | 1 | 0.855 | 0.802 | 0.752 | 0.719 | 0.704 | 0.704 | 0.704 | 0.693 | 0.688
New Cross 66kV | Storage/Batteries | Srg_BB001 | Batteries | MW | HydrogenEvolution | 1 | 1 | 1 | 1 | 1 | 1 | 1 | 1 | 1 | 1 | 1 | 1 | 1 | 1 | 1 | 1 | 1 | 0.81 | 0.764 | 0.691 | 0.612 | 0.54 | 0.523 | 0.523 | 0.518 | 0.48 | 0.458
Redbridge Supergrid 33kV | Storage/Batteries | Srg_BB001 | Batteries | MW | HolisticTransition | 0 | 0 | 0 | 0 | 0 | 0 | 0 | 0 | 0 | 0 | 0 | 0 | 0 | 0 | 0 | 0 | 0 | 0 | 0 | 0 | 0 | 0 | 0 | 0 | 0 | 0 | 0
Redbridge Supergrid 33kV | Storage/Batteries | Srg_BB001 | Batteries | MW | FallingBehind | 0 | 0 | 0 | 0 | 0 | 0 | 0 | 0 | 0 | 0 | 0 | 0 | 0 | 0 | 0 | 0 | 0 | 0 | 0 | 0 | 0 | 0 | 0 | 0 | 0 | 0 | 0
Redbridge Supergrid 33kV | Storage/Batteries | Srg_BB001 | Batteries | MW | ElectricEngagement | 0 | 0 | 0 | 0 | 0 | 0 | 0 | 0 | 0 | 0 | 0 | 0 | 0 | 0 | 0 | 0 | 0 | 0 | 0 | 0 | 0 | 0 | 0 | 0 | 0 | 0 | 0
Redbridge Supergrid 33kV | Storage/Batteries | Srg_BB001 | Batteries | MW | HydrogenEvolution | 0 | 0 | 0 | 0 | 0 | 0 | 0 | 0 | 0 | 0 | 0 | 0 | 0 | 0 | 0 | 0 | 0 | 0 | 0 | 0 | 0 | 0 | 0 | 0 | 0 | 0 | 0
St Johns Wood 132kV | Storage/Batteries | Srg_BB001 | Batteries | MW | HolisticTransition | 0 | 0 | 0 | 0 | 0 | 0 | 0 | 0 | 0 | 0 | 0 | 0 | 0 | 0 | 0 | 0 | 0 | 0 | 0 | 0 | 0 | 0 | 0 | 0 | 0 | 0 | 0
St Johns Wood 132kV | Storage/Batteries | Srg_BB001 | Batteries | MW | FallingBehind | 0 | 0 | 0 | 0 | 0 | 0 | 0 | 0 | 0 | 0 | 0 | 0 | 0 | 0 | 0 | 0 | 0 | 0 | 0 | 0 | 0 | 0 | 0 | 0 | 0 | 0 | 0
St Johns Wood 132kV | Storage/Batteries | Srg_BB001 | Batteries | MW | ElectricEngagement | 0 | 0 | 0 | 0 | 0 | 0 | 0 | 0 | 0 | 0 | 0 | 0 | 0 | 0 | 0 | 0 | 0 | 0 | 0 | 0 | 0 | 0 | 0 | 0 | 0 | 0 | 0
St Johns Wood 132kV | Storage/Batteries | Srg_BB001 | Batteries | MW | HydrogenEvolution | 0 | 0 | 0 | 0 | 0 | 0 | 0 | 0 | 0 | 0 | 0 | 0 | 0 | 0 | 0 | 0 | 0 | 0 | 0 | 0 | 0 | 0 | 0 | 0 | 0 | 0 | 0
West Ham 132kV | Storage/Batteries | Srg_BB001 | Batteries | MW | HolisticTransition | 0 | 0 | 0 | 0 | 0 | 0 | 0 | 0 | 0 | 0 | 0 | 0 | 0 | 0 | 0 | 0 | 0 | 0 | 0 | 0 | 0 | 0 | 0 | 0 | 0 | 0 | 0
West Ham 132kV | Storage/Batteries | Srg_BB001 | Batteries | MW | FallingBehind | 0 | 0 | 0 | 0 | 0 | 0 | 0 | 0 | 0 | 0 | 0 | 0 | 0 | 0 | 0 | 0 | 0 | 0 | 0 | 0 | 0 | 0 | 0 | 0 | 0 | 0 | 0
West Ham 132kV | Storage/Batteries | Srg_BB001 | Batteries | MW | ElectricEngagement | 0 | 0 | 0 | 0 | 0 | 0 | 0 | 0 | 0 | 0 | 0 | 0 | 0 | 0 | 0 | 0 | 0 | 0 | 0 | 0 | 0 | 0 | 0 | 0 | 0 | 0 | 0
West Ham 132kV | Storage/Batteries | Srg_BB001 | Batteries | MW | HydrogenEvolution | 0 | 0 | 0 | 0 | 0 | 0 | 0 | 0 | 0 | 0 | 0 | 0 | 0 | 0 | 0 | 0 | 0 | 0 | 0 | 0 | 0 | 0 | 0 | 0 | 0 | 0 | 0
Willesden Grid 132kV | Storage/Batteries | Srg_BB001 | Batteries | MW | HolisticTransition | 0 | 0 | 0 | 0 | 0 | 0 | 0 | 0 | 0 | 0 | 0 | 0 | 0 | 0 | 0 | 0 | 0 | 0 | 0 | 0 | 0 | 0 | 0 | 0 | 0 | 0 | 0
Willesden Grid 132kV | Storage/Batteries | Srg_BB001 | Batteries | MW | FallingBehind | 0 | 0 | 0 | 0 | 0 | 0 | 0 | 0 | 0 | 0 | 0 | 0 | 0 | 0 | 0 | 0 | 0 | 0 | 0 | 0 | 0 | 0 | 0 | 0 | 0 | 0 | 0
Willesden Grid 132kV | Storage/Batteries | Srg_BB001 | Batteries | MW | ElectricEngagement | 0 | 0 | 0 | 0 | 0 | 0 | 0 | 0 | 0 | 0 | 0 | 0 | 0 | 0 | 0 | 0 | 0 | 0 | 0 | 0 | 0 | 0 | 0 | 0 | 0 | 0 | 0
Willesden Grid 132kV | Storage/Batteries | Srg_BB001 | Batteries | MW | HydrogenEvolution | 0 | 0 | 0 | 0 | 0 | 0 | 0 | 0 | 0 | 0 | 0 | 0 | 0 | 0 | 0 | 0 | 0 | 0 | 0 | 0 | 0 | 0 | 0 | 0 | 0 | 0 | 0
Willesden Grid 66 kV | Storage/Batteries | Srg_BB001 | Batteries | MW | HolisticTransition | 0 | 0 | 0 | 0 | 0 | 0 | 0 | 0 | 0 | 0 | 0 | 0 | 0 | 0 | 0 | 0 | 0 | 0 | 0 | 0 | 0 | 0 | 0 | 0 | 0 | 0 | 0
Willesden Grid 66 kV | Storage/Batteries | Srg_BB001 | Batteries | MW | FallingBehind | 0 | 0 | 0 | 0 | 0 | 0 | 0 | 0 | 0 | 0 | 0 | 0 | 0 | 0 | 0 | 0 | 0 | 0 | 0 | 0 | 0 | 0 | 0 | 0 | 0 | 0 | 0
Willesden Grid 66 kV | Storage/Batteries | Srg_BB001 | Batteries | MW | ElectricEngagement | 0 | 0 | 0 | 0 | 0 | 0 | 0 | 0 | 0 | 0 | 0 | 0 | 0 | 0 | 0 | 0 | 0 | 0 | 0 | 0 | 0 | 0 | 0 | 0 | 0 | 0 | 0
Willesden Grid 66 kV | Storage/Batteries | Srg_BB001 | Batteries | MW | HydrogenEvolution | 0 | 0 | 0 | 0 | 0 | 0 | 0 | 0 | 0 | 0 | 0 | 0 | 0 | 0 | 0 | 0 | 0 | 0 | 0 | 0 | 0 | 0 | 0 | 0 | 0 | 0 | 0
Wimbledon Grid South 3/4 | Storage/Batteries | Srg_BB001 | Batteries | MW | HolisticTransition | 0 | 0 | 0 | 0 | 0 | 0 | 0 | 0 | 0 | 0 | 0 | 0 | 0 | 0 | 0 | 0 | 0 | 0 | 0 | 0 | 0 | 0 | 0 | 0 | 0 | 0 | 0
Wimbledon Grid South 3/4 | Storage/Batteries | Srg_BB001 | Batteries | MW | FallingBehind | 0 | 0 | 0 | 0 | 0 | 0 | 0 | 0 | 0 | 0 | 0 | 0 | 0 | 0 | 0 | 0 | 0 | 0 | 0 | 0 | 0 | 0 | 0 | 0 | 0 | 0 | 0
Wimbledon Grid South 3/4 | Storage/Batteries | Srg_BB001 | Batteries | MW | ElectricEngagement | 0 | 0 | 0 | 0 | 0 | 0 | 0 | 0 | 0 | 0 | 0 | 0 | 0 | 0 | 0 | 0 | 0 | 0 | 0 | 0 | 0 | 0 | 0 | 0 | 0 | 0 | 0
Wimbledon Grid South 3/4 | Storage/Batteries | Srg_BB001 | Batteries | MW | HydrogenEvolution | 0 | 0 | 0 | 0 | 0 | 0 | 0 | 0 | 0 | 0 | 0 | 0 | 0 | 0 | 0 | 0 | 0 | 0 | 0 | 0 | 0 | 0 | 0 | 0 | 0 | 0 | 0
Acton Lane 22kV | Storage/Batteries | Srg_BB001_1 | Batteries > 200 kW | MW | HolisticTransition | 0 | 0 | 0 | 0 | 0 | 0 | 0 | 0 | 0 | 0 | 0 | 0 | 0 | 0 | 0 | 0 | 0 | 0 | 0 | 0 | 0 | 0 | 0 | 0 | 0 | 0 | 0
Acton Lane 22kV | Storage/Batteries | Srg_BB001_1 | Batteries > 200 kW | MW | FallingBehind | 0 | 0 | 0 | 0 | 0 | 0 | 0 | 0 | 0 | 0 | 0 | 0 | 0 | 0 | 0 | 0 | 0 | 0 | 0 | 0 | 0 | 0 | 0 | 0 | 0 | 0 | 0
Acton Lane 22kV | Storage/Batteries | Srg_BB001_1 | Batteries > 200 kW | MW | ElectricEngagement | 0 | 0 | 0 | 0 | 0 | 0 | 0 | 0 | 0 | 0 | 0 | 0 | 0 | 0 | 0 | 0 | 0 | 0 | 0 | 0 | 0 | 0 | 0 | 0 | 0 | 0 | 0
Acton Lane 22kV | Storage/Batteries | Srg_BB001_1 | Batteries > 200 kW | MW | HydrogenEvolution | 0 | 0 | 0 | 0 | 0 | 0 | 0 | 0 | 0 | 0 | 0 | 0 | 0 | 0 | 0 | 0 | 0 | 0 | 0 | 0 | 0 | 0 | 0 | 0 | 0 | 0 | 0
Barking 132kV GIS | Storage/Batteries | Srg_BB001_1 | Batteries > 200 kW | MW | HolisticTransition | 0 | 0 | 0 | 0 | 0 | 0 | 0 | 0 | 0 | 0 | 0 | 0 | 0 | 0 | 0 | 0 | 0 | 0 | 0 | 0 | 0 | 0 | 0 | 0 | 0 | 0 | 0
Barking 132kV GIS | Storage/Batteries | Srg_BB001_1 | Batteries > 200 kW | MW | FallingBehind | 0 | 0 | 0 | 0 | 0 | 0 | 0 | 0 | 0 | 0 | 0 | 0 | 0 | 0 | 0 | 0 | 0 | 0 | 0 | 0 | 0 | 0 | 0 | 0 | 0 | 0 | 0
Barking 132kV GIS | Storage/Batteries | Srg_BB001_1 | Batteries > 200 kW | MW | ElectricEngagement | 0 | 0 | 0 | 0 | 0 | 0 | 0 | 0 | 0 | 0 | 0 | 0 | 0 | 0 | 0 | 0 | 0 | 0 | 0 | 0 | 0 | 0 | 0 | 0 | 0 | 0 | 0
Barking 132kV GIS | Storage/Batteries | Srg_BB001_1 | Batteries > 200 kW | MW | HydrogenEvolution | 0 | 0 | 0 | 0 | 0 | 0 | 0 | 0 | 0 | 0 | 0 | 0 | 0 | 0 | 0 | 0 | 0 | 0 | 0 | 0 | 0 | 0 | 0 | 0 | 0 | 0 | 0
Barking West 33kV | Storage/Batteries | Srg_BB001_1 | Batteries > 200 kW | MW | HolisticTransition | 0 | 0 | 0 | 0 | 0 | 0 | 0 | 0 | 0 | 0 | 0 | 0 | 0 | 0 | 0 | 0 | 0 | 0 | 0 | 0 | 0 | 0 | 0 | 0 | 0 | 0 | 0
Barking West 33kV | Storage/Batteries | Srg_BB001_1 | Batteries > 200 kW | MW | FallingBehind | 0 | 0 | 0 | 0 | 0 | 0 | 0 | 0 | 0 | 0 | 0 | 0 | 0 | 0 | 0 | 0 | 0 | 0 | 0 | 0 | 0 | 0 | 0 | 0 | 0 | 0 | 0
Barking West 33kV | Storage/Batteries | Srg_BB001_1 | Batteries > 200 kW | MW | ElectricEngagement | 0 | 0 | 0 | 0 | 0 | 0 | 0 | 0 | 0 | 0 | 0 | 0 | 0 | 0 | 0 | 0 | 0 | 0 | 0 | 0 | 0 | 0 | 0 | 0 | 0 | 0 | 0
Barking West 33kV | Storage/Batteries | Srg_BB001_1 | Batteries > 200 kW | MW | HydrogenEvolution | 0 | 0 | 0 | 0 | 0 | 0 | 0 | 0 | 0 | 0 | 0 | 0 | 0 | 0 | 0 | 0 | 0 | 0 | 0 | 0 | 0 | 0 | 0 | 0 | 0 | 0 | 0
Beddington 132kV Hurst 132kV | Storage/Batteries | Srg_BB001_1 | Batteries > 200 kW | MW | HolisticTransition | 0 | 0 | 0 | 0 | 0 | 0 | 0 | 0 | 0 | 0 | 0 | 0 | 0 | 0 | 0 | 0 | 0 | 0 | 0 | 0 | 0 | 0 | 0 | 0 | 0 | 0 | 0
Beddington 132kV Hurst 132kV | Storage/Batteries | Srg_BB001_1 | Batteries > 200 kW | MW | FallingBehind | 0 | 0 | 0 | 0 | 0 | 0 | 0 | 0 | 0 | 0 | 0 | 0 | 0 | 0 | 0 | 0 | 0 | 0 | 0 | 0 | 0 | 0 | 0 | 0 | 0 | 0 | 0
Beddington 132kV Hurst 132kV | Storage/Batteries | Srg_BB001_1 | Batteries > 200 kW | MW | ElectricEngagement | 0 | 0 | 0 | 0 | 0 | 0 | 0 | 0 | 0 | 0 | 0 | 0 | 0 | 0 | 0 | 0 | 0 | 0 | 0 | 0 | 0 | 0 | 0 | 0 | 0 | 0 | 0
Beddington 132kV Hurst 132kV | Storage/Batteries | Srg_BB001_1 | Batteries > 200 kW | MW | HydrogenEvolution | 0 | 0 | 0 | 0 | 0 | 0 | 0 | 0 | 0 | 0 | 0 | 0 | 0 | 0 | 0 | 0 | 0 | 0 | 0 | 0 | 0 | 0 | 0 | 0 | 0 | 0 | 0
Bengeworth Road 132kV GIS | Storage/Batteries | Srg_BB001_1 | Batteries > 200 kW | MW | HolisticTransition | 0 | 0 | 0 | 0 | 0 | 0 | 0 | 0 | 0 | 0 | 0 | 0 | 0 | 0 | 0 | 0 | 0 | 0 | 0 | 0 | 0 | 0 | 0 | 0 | 0 | 0 | 0
Bengeworth Road 132kV GIS | Storage/Batteries | Srg_BB001_1 | Batteries > 200 kW | MW | FallingBehind | 0 | 0 | 0 | 0 | 0 | 0 | 0 | 0 | 0 | 0 | 0 | 0 | 0 | 0 | 0 | 0 | 0 | 0 | 0 | 0 | 0 | 0 | 0 | 0 | 0 | 0 | 0
Bengeworth Road 132kV GIS | Storage/Batteries | Srg_BB001_1 | Batteries > 200 kW | MW | ElectricEngagement | 0 | 0 | 0 | 0 | 0 | 0 | 0 | 0 | 0 | 0 | 0 | 0 | 0 | 0 | 0 | 0 | 0 | 0 | 0 | 0 | 0 | 0 | 0 | 0 | 0 | 0 | 0
Bengeworth Road 132kV GIS | Storage/Batteries | Srg_BB001_1 | Batteries > 200 kW | MW | HydrogenEvolution | 0 | 0 | 0 | 0 | 0 | 0 | 0 | 0 | 0 | 0 | 0 | 0 | 0 | 0 | 0 | 0 | 0 | 0 | 0 | 0 | 0 | 0 | 0 | 0 | 0 | 0 | 0
Brimsdown | Storage/Batteries | Srg_BB001_1 | Batteries > 200 kW | MW | HolisticTransition | 0 | 0 | 0 | 0 | 0 | 0 | 0 | 0 | 0 | 0 | 0 | 0 | 0 | 0 | 0 | 0 | 0 | 0 | 0 | 0 | 0 | 0 | 0 | 0 | 0 | 0 | 0
Brimsdown | Storage/Batteries | Srg_BB001_1 | Batteries > 200 kW | MW | FallingBehind | 0 | 0 | 0 | 0 | 0 | 0 | 0 | 0 | 0 | 0 | 0 | 0 | 0 | 0 | 0 | 0 | 0 | 0 | 0 | 0 | 0 | 0 | 0 | 0 | 0 | 0 | 0
Brimsdown | Storage/Batteries | Srg_BB001_1 | Batteries > 200 kW | MW | ElectricEngagement | 0 | 0 | 0 | 0 | 0 | 0 | 0 | 0 | 0 | 0 | 0 | 0 | 0 | 0 | 0 | 0 | 0 | 0 | 0 | 0 | 0 | 0 | 0 | 0 | 0 | 0 | 0
Brimsdown | Storage/Batteries | Srg_BB001_1 | Batteries > 200 kW | MW | HydrogenEvolution | 0 | 0 | 0 | 0 | 0 | 0 | 0 | 0 | 0 | 0 | 0 | 0 | 0 | 0 | 0 | 0 | 0 | 0 | 0 | 0 | 0 | 0 | 0 | 0 | 0 | 0 | 0
City Road 132kV | Storage/Batteries | Srg_BB001_1 | Batteries > 200 kW | MW | HolisticTransition | 0 | 0 | 0 | 0 | 0 | 0 | 0 | 0 | 0 | 0 | 0 | 0 | 0 | 0 | 0 | 0 | 0 | 0 | 0 | 0 | 0 | 0 | 0 | 0 | 0 | 0 | 0
City Road 132kV | Storage/Batteries | Srg_BB001_1 | Batteries > 200 kW | MW | FallingBehind | 0 | 0 | 0 | 0 | 0 | 0 | 0 | 0 | 0 | 0 | 0 | 0 | 0 | 0 | 0 | 0 | 0 | 0 | 0 | 0 | 0 | 0 | 0 | 0 | 0 | 0 | 0
City Road 132kV | Storage/Batteries | Srg_BB001_1 | Batteries > 200 kW | MW | ElectricEngagement | 0 | 0 | 0 | 0 | 0 | 0 | 0 | 0 | 0 | 0 | 0 | 0 | 0 | 0 | 0 | 0 | 0 | 0 | 0 | 0 | 0 | 0 | 0 | 0 | 0 | 0 | 0
City Road 132kV | Storage/Batteries | Srg_BB001_1 | Batteries > 200 kW | MW | HydrogenEvolution | 0 | 0 | 0 | 0 | 0 | 0 | 0 | 0 | 0 | 0 | 0 | 0 | 0 | 0 | 0 | 0 | 0 | 0 | 0 | 0 | 0 | 0 | 0 | 0 | 0 | 0 | 0
Hackney 132kV | Storage/Batteries | Srg_BB001_1 | Batteries > 200 kW | MW | HolisticTransition | 0 | 0 | 0 | 0 | 0 | 0 | 0 | 0 | 0 | 0 | 0 | 0 | 0 | 0 | 0 | 0 | 0 | 0 | 0 | 0 | 0 | 0 | 0 | 0 | 0 | 0 | 0
Hackney 132kV | Storage/Batteries | Srg_BB001_1 | Batteries > 200 kW | MW | FallingBehind | 0 | 0 | 0 | 0 | 0 | 0 | 0 | 0 | 0 | 0 | 0 | 0 | 0 | 0 | 0 | 0 | 0 | 0 | 0 | 0 | 0 | 0 | 0 | 0 | 0 | 0 | 0
Hackney 132kV | Storage/Batteries | Srg_BB001_1 | Batteries > 200 kW | MW | ElectricEngagement | 0 | 0 | 0 | 0 | 0 | 0 | 0 | 0 | 0 | 0 | 0 | 0 | 0 | 0 | 0 | 0 | 0 | 0 | 0 | 0 | 0 | 0 | 0 | 0 | 0 | 0 | 0
Hackney 132kV | Storage/Batteries | Srg_BB001_1 | Batteries > 200 kW | MW | HydrogenEvolution | 0 | 0 | 0 | 0 | 0 | 0 | 0 | 0 | 0 | 0 | 0 | 0 | 0 | 0 | 0 | 0 | 0 | 0 | 0 | 0 | 0 | 0 | 0 | 0 | 0 | 0 | 0
Hackney Supergrid 66kV | Storage/Batteries | Srg_BB001_1 | Batteries > 200 kW | MW | HolisticTransition | 0 | 0 | 0 | 0 | 0 | 0 | 0 | 0 | 0 | 0 | 0 | 0 | 0 | 0 | 0 | 0 | 0 | 0 | 0 | 0 | 0 | 0 | 0 | 0 | 0 | 0 | 0
Hackney Supergrid 66kV | Storage/Batteries | Srg_BB001_1 | Batteries > 200 kW | MW | FallingBehind | 0 | 0 | 0 | 0 | 0 | 0 | 0 | 0 | 0 | 0 | 0 | 0 | 0 | 0 | 0 | 0 | 0 | 0 | 0 | 0 | 0 | 0 | 0 | 0 | 0 | 0 | 0
Hackney Supergrid 66kV | Storage/Batteries | Srg_BB001_1 | Batteries > 200 kW | MW | ElectricEngagement | 0 | 0 | 0 | 0 | 0 | 0 | 0 | 0 | 0 | 0 | 0 | 0 | 0 | 0 | 0 | 0 | 0 | 0 | 0 | 0 | 0 | 0 | 0 | 0 | 0 | 0 | 0
Hackney Supergrid 66kV | Storage/Batteries | Srg_BB001_1 | Batteries > 200 kW | MW | HydrogenEvolution | 0 | 0 | 0 | 0 | 0 | 0 | 0 | 0 | 0 | 0 | 0 | 0 | 0 | 0 | 0 | 0 | 0 | 0 | 0 | 0 | 0 | 0 | 0 | 0 | 0 | 0 | 0
Islington 132kV | Storage/Batteries | Srg_BB001_1 | Batteries > 200 kW | MW | HolisticTransition | 0 | 0 | 0 | 0 | 0 | 0 | 0 | 0 | 0 | 0 | 0 | 0 | 0 | 0 | 0 | 0 | 0 | 0 | 0 | 0 | 0 | 0 | 0 | 0 | 0 | 0 | 0
Islington 132kV | Storage/Batteries | Srg_BB001_1 | Batteries > 200 kW | MW | FallingBehind | 0 | 0 | 0 | 0 | 0 | 0 | 0 | 0 | 0 | 0 | 0 | 0 | 0 | 0 | 0 | 0 | 0 | 0 | 0 | 0 | 0 | 0 | 0 | 0 | 0 | 0 | 0
Islington 132kV | Storage/Batteries | Srg_BB001_1 | Batteries > 200 kW | MW | ElectricEngagement | 0 | 0 | 0 | 0 | 0 | 0 | 0 | 0 | 0 | 0 | 0 | 0 | 0 | 0 | 0 | 0 | 0 | 0 | 0 | 0 | 0 | 0 | 0 | 0 | 0 | 0 | 0
Islington 132kV | Storage/Batteries | Srg_BB001_1 | Batteries > 200 kW | MW | HydrogenEvolution | 0 | 0 | 0 | 0 | 0 | 0 | 0 | 0 | 0 | 0 | 0 | 0 | 0 | 0 | 0 | 0 | 0 | 0 | 0 | 0 | 0 | 0 | 0 | 0 | 0 | 0 | 0
Littlebrook 132kV | Storage/Batteries | Srg_BB001_1 | Batteries > 200 kW | MW | HolisticTransition | 0 | 0 | 0 | 0 | 0 | 0 | 0 | 0 | 0 | 0 | 0 | 0 | 0 | 0 | 0 | 0 | 0 | 0 | 0 | 0 | 0 | 0 | 0 | 0 | 0 | 0 | 0
Littlebrook 132kV | Storage/Batteries | Srg_BB001_1 | Batteries > 200 kW | MW | FallingBehind | 0 | 0 | 0 | 0 | 0 | 0 | 0 | 0 | 0 | 0 | 0 | 0 | 0 | 0 | 0 | 0 | 0 | 0 | 0 | 0 | 0 | 0 | 0 | 0 | 0 | 0 | 0
Littlebrook 132kV | Storage/Batteries | Srg_BB001_1 | Batteries > 200 kW | MW | ElectricEngagement | 0 | 0 | 0 | 0 | 0 | 0 | 0 | 0 | 0 | 0 | 0 | 0 | 0 | 0 | 0 | 0 | 0 | 0 | 0 | 0 | 0 | 0 | 0 | 0 | 0 | 0 | 0
Littlebrook 132kV | Storage/Batteries | Srg_BB001_1 | Batteries > 200 kW | MW | HydrogenEvolution | 0 | 0 | 0 | 0 | 0 | 0 | 0 | 0 | 0 | 0 | 0 | 0 | 0 | 0 | 0 | 0 | 0 | 0 | 0 | 0 | 0 | 0 | 0 | 0 | 0 | 0 | 0
Lodge Road 66kV | Storage/Batteries | Srg_BB001_1 | Batteries > 200 kW | MW | HolisticTransition | 0 | 0 | 0 | 0 | 0 | 0 | 0 | 0 | 0 | 0 | 0 | 0 | 0 | 0 | 0 | 0 | 0 | 0 | 0 | 0 | 0 | 0 | 0 | 0 | 0 | 0 | 0
Lodge Road 66kV | Storage/Batteries | Srg_BB001_1 | Batteries > 200 kW | MW | FallingBehind | 0 | 0 | 0 | 0 | 0 | 0 | 0 | 0 | 0 | 0 | 0 | 0 | 0 | 0 | 0 | 0 | 0 | 0 | 0 | 0 | 0 | 0 | 0 | 0 | 0 | 0 | 0
Lodge Road 66kV | Storage/Batteries | Srg_BB001_1 | Batteries > 200 kW | MW | ElectricEngagement | 0 | 0 | 0 | 0 | 0 | 0 | 0 | 0 | 0 | 0 | 0 | 0 | 0 | 0 | 0 | 0 | 0 | 0 | 0 | 0 | 0 | 0 | 0 | 0 | 0 | 0 | 0
Lodge Road 66kV | Storage/Batteries | Srg_BB001_1 | Batteries > 200 kW | MW | HydrogenEvolution | 0 | 0 | 0 | 0 | 0 | 0 | 0 | 0 | 0 | 0 | 0 | 0 | 0 | 0 | 0 | 0 | 0 | 0 | 0 | 0 | 0 | 0 | 0 | 0 | 0 | 0 | 0
New Cross 132kV | Storage/Batteries | Srg_BB001_1 | Batteries > 200 kW | MW | HolisticTransition | 0 | 0 | 0 | 0 | 0 | 0 | 0 | 0 | 0 | 0 | 0 | 0 | 0 | 0 | 0 | 0 | 0 | 0 | 0 | 0 | 0 | 0 | 0 | 0 | 0 | 0 | 0
New Cross 132kV | Storage/Batteries | Srg_BB001_1 | Batteries > 200 kW | MW | FallingBehind | 0 | 0 | 0 | 0 | 0 | 0 | 0 | 0 | 0 | 0 | 0 | 0 | 0 | 0 | 0 | 0 | 0 | 0 | 0 | 0 | 0 | 0 | 0 | 0 | 0 | 0 | 0
New Cross 132kV | Storage/Batteries | Srg_BB001_1 | Batteries > 200 kW | MW | ElectricEngagement | 0 | 0 | 0 | 0 | 0 | 0 | 0 | 0 | 0 | 0 | 0 | 0 | 0 | 0 | 0 | 0 | 0 | 0 | 0 | 0 | 0 | 0 | 0 | 0 | 0 | 0 | 0
New Cross 132kV | Storage/Batteries | Srg_BB001_1 | Batteries > 200 kW | MW | HydrogenEvolution | 0 | 0 | 0 | 0 | 0 | 0 | 0 | 0 | 0 | 0 | 0 | 0 | 0 | 0 | 0 | 0 | 0 | 0 | 0 | 0 | 0 | 0 | 0 | 0 | 0 | 0 | 0
New Cross 132kV to Wimbledon 1 and 2 132kV | Storage/Batteries | Srg_BB001_1 | Batteries > 200 kW | MW | HolisticTransition | 0 | 0 | 0 | 0 | 0 | 0 | 0 | 0 | 0 | 0 | 0 | 0 | 0 | 0 | 0 | 0 | 0 | 0 | 0 | 0 | 0 | 0 | 0 | 0 | 0 | 0 | 0
New Cross 132kV to Wimbledon 1 and 2 132kV | Storage/Batteries | Srg_BB001_1 | Batteries > 200 kW | MW | FallingBehind | 0 | 0 | 0 | 0 | 0 | 0 | 0 | 0 | 0 | 0 | 0 | 0 | 0 | 0 | 0 | 0 | 0 | 0 | 0 | 0 | 0 | 0 | 0 | 0 | 0 | 0 | 0
New Cross 132kV to Wimbledon 1 and 2 132kV | Storage/Batteries | Srg_BB001_1 | Batteries > 200 kW | MW | ElectricEngagement | 0 | 0 | 0 | 0 | 0 | 0 | 0 | 0 | 0 | 0 | 0 | 0 | 0 | 0 | 0 | 0 | 0 | 0 | 0 | 0 | 0 | 0 | 0 | 0 | 0 | 0 | 0
New Cross 132kV to Wimbledon 1 and 2 132kV | Storage/Batteries | Srg_BB001_1 | Batteries > 200 kW | MW | HydrogenEvolution | 0 | 0 | 0 | 0 | 0 | 0 | 0 | 0 | 0 | 0 | 0 | 0 | 0 | 0 | 0 | 0 | 0 | 0 | 0 | 0 | 0 | 0 | 0 | 0 | 0 | 0 | 0
New Cross 66kV | Storage/Batteries | Srg_BB001_1 | Batteries > 200 kW | MW | HolisticTransition | 0 | 0 | 0 | 0 | 0 | 0 | 0 | 0 | 0 | 0 | 0 | 0 | 0 | 0 | 0 | 0 | 0 | 0 | 0 | 0 | 0 | 0 | 0 | 0 | 0 | 0 | 0
New Cross 66kV | Storage/Batteries | Srg_BB001_1 | Batteries > 200 kW | MW | FallingBehind | 0 | 0 | 0 | 0 | 0 | 0 | 0 | 0 | 0 | 0 | 0 | 0 | 0 | 0 | 0 | 0 | 0 | 0 | 0 | 0 | 0 | 0 | 0 | 0 | 0 | 0 | 0
New Cross 66kV | Storage/Batteries | Srg_BB001_1 | Batteries > 200 kW | MW | ElectricEngagement | 0 | 0 | 0 | 0 | 0 | 0 | 0 | 0 | 0 | 0 | 0 | 0 | 0 | 0 | 0 | 0 | 0 | 0 | 0 | 0 | 0 | 0 | 0 | 0 | 0 | 0 | 0
New Cross 66kV | Storage/Batteries | Srg_BB001_1 | Batteries > 200 kW | MW | HydrogenEvolution | 0 | 0 | 0 | 0 | 0 | 0 | 0 | 0 | 0 | 0 | 0 | 0 | 0 | 0 | 0 | 0 | 0 | 0 | 0 | 0 | 0 | 0 | 0 | 0 | 0 | 0 | 0
Redbridge Supergrid 33kV | Storage/Batteries | Srg_BB001_1 | Batteries > 200 kW | MW | HolisticTransition | 0 | 0 | 0 | 0 | 0 | 0 | 0 | 0 | 0 | 0 | 0 | 0 | 0 | 0 | 0 | 0 | 0 | 0 | 0 | 0 | 0 | 0 | 0 | 0 | 0 | 0 | 0
Redbridge Supergrid 33kV | Storage/Batteries | Srg_BB001_1 | Batteries > 200 kW | MW | FallingBehind | 0 | 0 | 0 | 0 | 0 | 0 | 0 | 0 | 0 | 0 | 0 | 0 | 0 | 0 | 0 | 0 | 0 | 0 | 0 | 0 | 0 | 0 | 0 | 0 | 0 | 0 | 0
Redbridge Supergrid 33kV | Storage/Batteries | Srg_BB001_1 | Batteries > 200 kW | MW | ElectricEngagement | 0 | 0 | 0 | 0 | 0 | 0 | 0 | 0 | 0 | 0 | 0 | 0 | 0 | 0 | 0 | 0 | 0 | 0 | 0 | 0 | 0 | 0 | 0 | 0 | 0 | 0 | 0
Redbridge Supergrid 33kV | Storage/Batteries | Srg_BB001_1 | Batteries > 200 kW | MW | HydrogenEvolution | 0 | 0 | 0 | 0 | 0 | 0 | 0 | 0 | 0 | 0 | 0 | 0 | 0 | 0 | 0 | 0 | 0 | 0 | 0 | 0 | 0 | 0 | 0 | 0 | 0 | 0 | 0
St Johns Wood 132kV | Storage/Batteries | Srg_BB001_1 | Batteries > 200 kW | MW | HolisticTransition | 0 | 0 | 0 | 0 | 0 | 0 | 0 | 0 | 0 | 0 | 0 | 0 | 0 | 0 | 0 | 0 | 0 | 0 | 0 | 0 | 0 | 0 | 0 | 0 | 0 | 0 | 0
St Johns Wood 132kV | Storage/Batteries | Srg_BB001_1 | Batteries > 200 kW | MW | FallingBehind | 0 | 0 | 0 | 0 | 0 | 0 | 0 | 0 | 0 | 0 | 0 | 0 | 0 | 0 | 0 | 0 | 0 | 0 | 0 | 0 | 0 | 0 | 0 | 0 | 0 | 0 | 0
St Johns Wood 132kV | Storage/Batteries | Srg_BB001_1 | Batteries > 200 kW | MW | ElectricEngagement | 0 | 0 | 0 | 0 | 0 | 0 | 0 | 0 | 0 | 0 | 0 | 0 | 0 | 0 | 0 | 0 | 0 | 0 | 0 | 0 | 0 | 0 | 0 | 0 | 0 | 0 | 0
St Johns Wood 132kV | Storage/Batteries | Srg_BB001_1 | Batteries > 200 kW | MW | HydrogenEvolution | 0 | 0 | 0 | 0 | 0 | 0 | 0 | 0 | 0 | 0 | 0 | 0 | 0 | 0 | 0 | 0 | 0 | 0 | 0 | 0 | 0 | 0 | 0 | 0 | 0 | 0 | 0
West Ham 132kV | Storage/Batteries | Srg_BB001_1 | Batteries > 200 kW | MW | HolisticTransition | 0 | 0 | 0 | 0 | 0 | 0 | 0 | 0 | 0 | 0 | 0 | 0 | 0 | 0 | 0 | 0 | 0 | 0 | 0 | 0 | 0 | 0 | 0 | 0 | 0 | 0 | 0
West Ham 132kV | Storage/Batteries | Srg_BB001_1 | Batteries > 200 kW | MW | FallingBehind | 0 | 0 | 0 | 0 | 0 | 0 | 0 | 0 | 0 | 0 | 0 | 0 | 0 | 0 | 0 | 0 | 0 | 0 | 0 | 0 | 0 | 0 | 0 | 0 | 0 | 0 | 0
West Ham 132kV | Storage/Batteries | Srg_BB001_1 | Batteries > 200 kW | MW | ElectricEngagement | 0 | 0 | 0 | 0 | 0 | 0 | 0 | 0 | 0 | 0 | 0 | 0 | 0 | 0 | 0 | 0 | 0 | 0 | 0 | 0 | 0 | 0 | 0 | 0 | 0 | 0 | 0
West Ham 132kV | Storage/Batteries | Srg_BB001_1 | Batteries > 200 kW | MW | HydrogenEvolution | 0 | 0 | 0 | 0 | 0 | 0 | 0 | 0 | 0 | 0 | 0 | 0 | 0 | 0 | 0 | 0 | 0 | 0 | 0 | 0 | 0 | 0 | 0 | 0 | 0 | 0 | 0
Willesden Grid 132kV | Storage/Batteries | Srg_BB001_1 | Batteries > 200 kW | MW | HolisticTransition | 0 | 0 | 0 | 0 | 0 | 0 | 0 | 0 | 0 | 0 | 0 | 0 | 0 | 0 | 0 | 0 | 0 | 0 | 0 | 0 | 0 | 0 | 0 | 0 | 0 | 0 | 0
Willesden Grid 132kV | Storage/Batteries | Srg_BB001_1 | Batteries > 200 kW | MW | FallingBehind | 0 | 0 | 0 | 0 | 0 | 0 | 0 | 0 | 0 | 0 | 0 | 0 | 0 | 0 | 0 | 0 | 0 | 0 | 0 | 0 | 0 | 0 | 0 | 0 | 0 | 0 | 0
Willesden Grid 132kV | Storage/Batteries | Srg_BB001_1 | Batteries > 200 kW | MW | ElectricEngagement | 0 | 0 | 0 | 0 | 0 | 0 | 0 | 0 | 0 | 0 | 0 | 0 | 0 | 0 | 0 | 0 | 0 | 0 | 0 | 0 | 0 | 0 | 0 | 0 | 0 | 0 | 0
Willesden Grid 132kV | Storage/Batteries | Srg_BB001_1 | Batteries > 200 kW | MW | HydrogenEvolution | 0 | 0 | 0 | 0 | 0 | 0 | 0 | 0 | 0 | 0 | 0 | 0 | 0 | 0 | 0 | 0 | 0 | 0 | 0 | 0 | 0 | 0 | 0 | 0 | 0 | 0 | 0
Willesden Grid 66 kV | Storage/Batteries | Srg_BB001_1 | Batteries > 200 kW | MW | HolisticTransition | 0 | 0 | 0 | 0 | 0 | 0 | 0 | 0 | 0 | 0 | 0 | 0 | 0 | 0 | 0 | 0 | 0 | 0 | 0 | 0 | 0 | 0 | 0 | 0 | 0 | 0 | 0
Willesden Grid 66 kV | Storage/Batteries | Srg_BB001_1 | Batteries > 200 kW | MW | FallingBehind | 0 | 0 | 0 | 0 | 0 | 0 | 0 | 0 | 0 | 0 | 0 | 0 | 0 | 0 | 0 | 0 | 0 | 0 | 0 | 0 | 0 | 0 | 0 | 0 | 0 | 0 | 0
Willesden Grid 66 kV | Storage/Batteries | Srg_BB001_1 | Batteries > 200 kW | MW | ElectricEngagement | 0 | 0 | 0 | 0 | 0 | 0 | 0 | 0 | 0 | 0 | 0 | 0 | 0 | 0 | 0 | 0 | 0 | 0 | 0 | 0 | 0 | 0 | 0 | 0 | 0 | 0 | 0
Willesden Grid 66 kV | Storage/Batteries | Srg_BB001_1 | Batteries > 200 kW | MW | HydrogenEvolution | 0 | 0 | 0 | 0 | 0 | 0 | 0 | 0 | 0 | 0 | 0 | 0 | 0 | 0 | 0 | 0 | 0 | 0 | 0 | 0 | 0 | 0 | 0 | 0 | 0 | 0 | 0
Wimbledon Grid South 3/4 | Storage/Batteries | Srg_BB001_1 | Batteries > 200 kW | MW | HolisticTransition | 0 | 0 | 0 | 0 | 0 | 0 | 0 | 0 | 0 | 0 | 0 | 0 | 0 | 0 | 0 | 0 | 0 | 0 | 0 | 0 | 0 | 0 | 0 | 0 | 0 | 0 | 0
Wimbledon Grid South 3/4 | Storage/Batteries | Srg_BB001_1 | Batteries > 200 kW | MW | FallingBehind | 0 | 0 | 0 | 0 | 0 | 0 | 0 | 0 | 0 | 0 | 0 | 0 | 0 | 0 | 0 | 0 | 0 | 0 | 0 | 0 | 0 | 0 | 0 | 0 | 0 | 0 | 0
Wimbledon Grid South 3/4 | Storage/Batteries | Srg_BB001_1 | Batteries > 200 kW | MW | ElectricEngagement | 0 | 0 | 0 | 0 | 0 | 0 | 0 | 0 | 0 | 0 | 0 | 0 | 0 | 0 | 0 | 0 | 0 | 0 | 0 | 0 | 0 | 0 | 0 | 0 | 0 | 0 | 0
Wimbledon Grid South 3/4 | Storage/Batteries | Srg_BB001_1 | Batteries > 200 kW | MW | HydrogenEvolution | 0 | 0 | 0 | 0 | 0 | 0 | 0 | 0 | 0 | 0 | 0 | 0 | 0 | 0 | 0 | 0 | 0 | 0 | 0 | 0 | 0 | 0 | 0 | 0 | 0 | 0 | 0
Acton Lane 22kV | Storage/Batteries | Srg_BB001_2 | Batteries >= 1 MW and <5 MW | MW | HolisticTransition | 0 | 0 | 0 | 0 | 0 | 0 | 0 | 0 | 0 | 0 | 0 | 0 | 0 | 0 | 0 | 0 | 0 | 0 | 0 | 0 | 0 | 0 | 0 | 0 | 0 | 0 | 0
Acton Lane 22kV | Storage/Batteries | Srg_BB001_2 | Batteries >= 1 MW and <5 MW | MW | FallingBehind | 0 | 0 | 0 | 0 | 0 | 0 | 0 | 0 | 0 | 0 | 0 | 0 | 0 | 0 | 0 | 0 | 0 | 0 | 0 | 0 | 0 | 0 | 0 | 0 | 0 | 0 | 0
Acton Lane 22kV | Storage/Batteries | Srg_BB001_2 | Batteries >= 1 MW and <5 MW | MW | ElectricEngagement | 0 | 0 | 0 | 0 | 0 | 0 | 0 | 0 | 0 | 0 | 0 | 0 | 0 | 0 | 0 | 0 | 0 | 0 | 0 | 0 | 0 | 0 | 0 | 0 | 0 | 0 | 0
Acton Lane 22kV | Storage/Batteries | Srg_BB001_2 | Batteries >= 1 MW and <5 MW | MW | HydrogenEvolution | 0 | 0 | 0 | 0 | 0 | 0 | 0 | 0 | 0 | 0 | 0 | 0 | 0 | 0 | 0 | 0 | 0 | 0 | 0 | 0 | 0 | 0 | 0 | 0 | 0 | 0 | 0
Barking 132kV GIS | Storage/Batteries | Srg_BB001_2 | Batteries >= 1 MW and <5 MW | MW | HolisticTransition | 0 | 0 | 0 | 0 | 0 | 0 | 0 | 0 | 0 | 0 | 0 | 0 | 0 | 0 | 0 | 0 | 0 | 0 | 0 | 0 | 0 | 0 | 0 | 0 | 0 | 0 | 0
Barking 132kV GIS | Storage/Batteries | Srg_BB001_2 | Batteries >= 1 MW and <5 MW | MW | FallingBehind | 0 | 0 | 0 | 0 | 0 | 0 | 0 | 0 | 0 | 0 | 0 | 0 | 0 | 0 | 0 | 0 | 0 | 0 | 0 | 0 | 0 | 0 | 0 | 0 | 0 | 0 | 0
Barking 132kV GIS | Storage/Batteries | Srg_BB001_2 | Batteries >= 1 MW and <5 MW | MW | ElectricEngagement | 0 | 0 | 0 | 0 | 0 | 0 | 0 | 0 | 0 | 0 | 0 | 0 | 0 | 0 | 0 | 0 | 0 | 0 | 0 | 0 | 0 | 0 | 0 | 0 | 0 | 0 | 0
Barking 132kV GIS | Storage/Batteries | Srg_BB001_2 | Batteries >= 1 MW and <5 MW | MW | HydrogenEvolution | 0 | 0 | 0 | 0 | 0 | 0 | 0 | 0 | 0 | 0 | 0 | 0 | 0 | 0 | 0 | 0 | 0 | 0 | 0 | 0 | 0 | 0 | 0 | 0 | 0 | 0 | 0
Barking West 33kV | Storage/Batteries | Srg_BB001_2 | Batteries >= 1 MW and <5 MW | MW | HolisticTransition | 0 | 0 | 0 | 0 | 0 | 0 | 0 | 0 | 0 | 0 | 0 | 0 | 0 | 0 | 0 | 0 | 0 | 0 | 0 | 0 | 0 | 0 | 0 | 0 | 0 | 0 | 0
Barking West 33kV | Storage/Batteries | Srg_BB001_2 | Batteries >= 1 MW and <5 MW | MW | FallingBehind | 0 | 0 | 0 | 0 | 0 | 0 | 0 | 0 | 0 | 0 | 0 | 0 | 0 | 0 | 0 | 0 | 0 | 0 | 0 | 0 | 0 | 0 | 0 | 0 | 0 | 0 | 0
Barking West 33kV | Storage/Batteries | Srg_BB001_2 | Batteries >= 1 MW and <5 MW | MW | ElectricEngagement | 0 | 0 | 0 | 0 | 0 | 0 | 0 | 0 | 0 | 0 | 0 | 0 | 0 | 0 | 0 | 0 | 0 | 0 | 0 | 0 | 0 | 0 | 0 | 0 | 0 | 0 | 0
Barking West 33kV | Storage/Batteries | Srg_BB001_2 | Batteries >= 1 MW and <5 MW | MW | HydrogenEvolution | 0 | 0 | 0 | 0 | 0 | 0 | 0 | 0 | 0 | 0 | 0 | 0 | 0 | 0 | 0 | 0 | 0 | 0 | 0 | 0 | 0 | 0 | 0 | 0 | 0 | 0 | 0
Beddington 132kV Hurst 132kV | Storage/Batteries | Srg_BB001_2 | Batteries >= 1 MW and <5 MW | MW | HolisticTransition | 0 | 0 | 0 | 0 | 0 | 0 | 0 | 0 | 0 | 0 | 0 | 0 | 0 | 0 | 0 | 0 | 0 | 0 | 0 | 0 | 0 | 0 | 0 | 0 | 0 | 0 | 0
Beddington 132kV Hurst 132kV | Storage/Batteries | Srg_BB001_2 | Batteries >= 1 MW and <5 MW | MW | FallingBehind | 0 | 0 | 0 | 0 | 0 | 0 | 0 | 0 | 0 | 0 | 0 | 0 | 0 | 0 | 0 | 0 | 0 | 0 | 0 | 0 | 0 | 0 | 0 | 0 | 0 | 0 | 0
Beddington 132kV Hurst 132kV | Storage/Batteries | Srg_BB001_2 | Batteries >= 1 MW and <5 MW | MW | ElectricEngagement | 0 | 0 | 0 | 0 | 0 | 0 | 0 | 0 | 0 | 0 | 0 | 0 | 0 | 0 | 0 | 0 | 0 | 0 | 0 | 0 | 0 | 0 | 0 | 0 | 0 | 0 | 0
Beddington 132kV Hurst 132kV | Storage/Batteries | Srg_BB001_2 | Batteries >= 1 MW and <5 MW | MW | HydrogenEvolution | 0 | 0 | 0 | 0 | 0 | 0 | 0 | 0 | 0 | 0 | 0 | 0 | 0 | 0 | 0 | 0 | 0 | 0 | 0 | 0 | 0 | 0 | 0 | 0 | 0 | 0 | 0
Bengeworth Road 132kV GIS | Storage/Batteries | Srg_BB001_2 | Batteries >= 1 MW and <5 MW | MW | HolisticTransition | 0 | 0 | 0 | 0 | 0 | 0 | 0 | 0 | 0 | 0 | 0 | 0 | 0 | 0 | 0 | 0 | 0 | 0 | 0 | 0 | 0 | 0 | 0 | 0 | 0 | 0 | 0
Bengeworth Road 132kV GIS | Storage/Batteries | Srg_BB001_2 | Batteries >= 1 MW and <5 MW | MW | FallingBehind | 0 | 0 | 0 | 0 | 0 | 0 | 0 | 0 | 0 | 0 | 0 | 0 | 0 | 0 | 0 | 0 | 0 | 0 | 0 | 0 | 0 | 0 | 0 | 0 | 0 | 0 | 0
Bengeworth Road 132kV GIS | Storage/Batteries | Srg_BB001_2 | Batteries >= 1 MW and <5 MW | MW | ElectricEngagement | 0 | 0 | 0 | 0 | 0 | 0 | 0 | 0 | 0 | 0 | 0 | 0 | 0 | 0 | 0 | 0 | 0 | 0 | 0 | 0 | 0 | 0 | 0 | 0 | 0 | 0 | 0
Bengeworth Road 132kV GIS | Storage/Batteries | Srg_BB001_2 | Batteries >= 1 MW and <5 MW | MW | HydrogenEvolution | 0 | 0 | 0 | 0 | 0 | 0 | 0 | 0 | 0 | 0 | 0 | 0 | 0 | 0 | 0 | 0 | 0 | 0 | 0 | 0 | 0 | 0 | 0 | 0 | 0 | 0 | 0
Brimsdown | Storage/Batteries | Srg_BB001_2 | Batteries >= 1 MW and <5 MW | MW | HolisticTransition | 0 | 0 | 0 | 0 | 0 | 0 | 0 | 0 | 0 | 0 | 0 | 0 | 0 | 0 | 0 | 0 | 0 | 0 | 0 | 0 | 0 | 0 | 0 | 0 | 0 | 0 | 0
Brimsdown | Storage/Batteries | Srg_BB001_2 | Batteries >= 1 MW and <5 MW | MW | FallingBehind | 0 | 0 | 0 | 0 | 0 | 0 | 0 | 0 | 0 | 0 | 0 | 0 | 0 | 0 | 0 | 0 | 0 | 0 | 0 | 0 | 0 | 0 | 0 | 0 | 0 | 0 | 0
Brimsdown | Storage/Batteries | Srg_BB001_2 | Batteries >= 1 MW and <5 MW | MW | ElectricEngagement | 0 | 0 | 0 | 0 | 0 | 0 | 0 | 0 | 0 | 0 | 0 | 0 | 0 | 0 | 0 | 0 | 0 | 0 | 0 | 0 | 0 | 0 | 0 | 0 | 0 | 0 | 0
Brimsdown | Storage/Batteries | Srg_BB001_2 | Batteries >= 1 MW and <5 MW | MW | HydrogenEvolution | 0 | 0 | 0 | 0 | 0 | 0 | 0 | 0 | 0 | 0 | 0 | 0 | 0 | 0 | 0 | 0 | 0 | 0 | 0 | 0 | 0 | 0 | 0 | 0 | 0 | 0 | 0
City Road 132kV | Storage/Batteries | Srg_BB001_2 | Batteries >= 1 MW and <5 MW | MW | HolisticTransition | 0 | 0 | 0 | 0 | 0 | 0 | 0 | 0 | 0 | 0 | 0 | 0 | 0 | 0 | 0 | 0 | 0 | 0 | 0 | 0 | 0 | 0 | 0 | 0 | 0 | 0 | 0
City Road 132kV | Storage/Batteries | Srg_BB001_2 | Batteries >= 1 MW and <5 MW | MW | FallingBehind | 0 | 0 | 0 | 0 | 0 | 0 | 0 | 0 | 0 | 0 | 0 | 0 | 0 | 0 | 0 | 0 | 0 | 0 | 0 | 0 | 0 | 0 | 0 | 0 | 0 | 0 | 0
City Road 132kV | Storage/Batteries | Srg_BB001_2 | Batteries >= 1 MW and <5 MW | MW | ElectricEngagement | 0 | 0 | 0 | 0 | 0 | 0 | 0 | 0 | 0 | 0 | 0 | 0 | 0 | 0 | 0 | 0 | 0 | 0 | 0 | 0 | 0 | 0 | 0 | 0 | 0 | 0 | 0
City Road 132kV | Storage/Batteries | Srg_BB001_2 | Batteries >= 1 MW and <5 MW | MW | HydrogenEvolution | 0 | 0 | 0 | 0 | 0 | 0 | 0 | 0 | 0 | 0 | 0 | 0 | 0 | 0 | 0 | 0 | 0 | 0 | 0 | 0 | 0 | 0 | 0 | 0 | 0 | 0 | 0
Hackney 132kV | Storage/Batteries | Srg_BB001_2 | Batteries >= 1 MW and <5 MW | MW | HolisticTransition | 0 | 0 | 0 | 0 | 0 | 0 | 0 | 0 | 0 | 0 | 0 | 0 | 0 | 0 | 0 | 0 | 0 | 0 | 0 | 0 | 0 | 0 | 0 | 0 | 0 | 0 | 0
Hackney 132kV | Storage/Batteries | Srg_BB001_2 | Batteries >= 1 MW and <5 MW | MW | FallingBehind | 0 | 0 | 0 | 0 | 0 | 0 | 0 | 0 | 0 | 0 | 0 | 0 | 0 | 0 | 0 | 0 | 0 | 0 | 0 | 0 | 0 | 0 | 0 | 0 | 0 | 0 | 0
Hackney 132kV | Storage/Batteries | Srg_BB001_2 | Batteries >= 1 MW and <5 MW | MW | ElectricEngagement | 0 | 0 | 0 | 0 | 0 | 0 | 0 | 0 | 0 | 0 | 0 | 0 | 0 | 0 | 0 | 0 | 0 | 0 | 0 | 0 | 0 | 0 | 0 | 0 | 0 | 0 | 0
Hackney 132kV | Storage/Batteries | Srg_BB001_2 | Batteries >= 1 MW and <5 MW | MW | HydrogenEvolution | 0 | 0 | 0 | 0 | 0 | 0 | 0 | 0 | 0 | 0 | 0 | 0 | 0 | 0 | 0 | 0 | 0 | 0 | 0 | 0 | 0 | 0 | 0 | 0 | 0 | 0 | 0
Hackney Supergrid 66kV | Storage/Batteries | Srg_BB001_2 | Batteries >= 1 MW and <5 MW | MW | HolisticTransition | 0 | 0 | 0 | 0 | 0 | 0 | 0 | 0 | 0 | 0 | 0 | 0 | 0 | 0 | 0 | 0 | 0 | 0 | 0 | 0 | 0 | 0 | 0 | 0 | 0 | 0 | 0
Hackney Supergrid 66kV | Storage/Batteries | Srg_BB001_2 | Batteries >= 1 MW and <5 MW | MW | FallingBehind | 0 | 0 | 0 | 0 | 0 | 0 | 0 | 0 | 0 | 0 | 0 | 0 | 0 | 0 | 0 | 0 | 0 | 0 | 0 | 0 | 0 | 0 | 0 | 0 | 0 | 0 | 0
Hackney Supergrid 66kV | Storage/Batteries | Srg_BB001_2 | Batteries >= 1 MW and <5 MW | MW | ElectricEngagement | 0 | 0 | 0 | 0 | 0 | 0 | 0 | 0 | 0 | 0 | 0 | 0 | 0 | 0 | 0 | 0 | 0 | 0 | 0 | 0 | 0 | 0 | 0 | 0 | 0 | 0 | 0
Hackney Supergrid 66kV | Storage/Batteries | Srg_BB001_2 | Batteries >= 1 MW and <5 MW | MW | HydrogenEvolution | 0 | 0 | 0 | 0 | 0 | 0 | 0 | 0 | 0 | 0 | 0 | 0 | 0 | 0 | 0 | 0 | 0 | 0 | 0 | 0 | 0 | 0 | 0 | 0 | 0 | 0 | 0
Islington 132kV | Storage/Batteries | Srg_BB001_2 | Batteries >= 1 MW and <5 MW | MW | HolisticTransition | 2.8 | 2.8 | 2.8 | 2.8 | 2.8 | 2.8 | 2.8 | 2.8 | 2.8 | 2.8 | 2.8 | 2.8 | 2.8 | 2.8 | 2.8 | 2.8 | 2.8 | 2.8 | 2.8 | 2.8 | 2.8 | 2.8 | 2.8 | 2.8 | 2.8 | 1.62 | 1.499
Islington 132kV | Storage/Batteries | Srg_BB001_2 | Batteries >= 1 MW and <5 MW | MW | FallingBehind | 2.8 | 2.8 | 2.8 | 2.8 | 2.8 | 2.8 | 2.8 | 2.8 | 2.8 | 2.8 | 2.8 | 2.8 | 2.8 | 2.8 | 2.8 | 2.8 | 2.8 | 2.8 | 2.8 | 2.8 | 2.8 | 2.8 | 2.8 | 2.8 | 2.8 | 1.462 | 1.334
Islington 132kV | Storage/Batteries | Srg_BB001_2 | Batteries >= 1 MW and <5 MW | MW | ElectricEngagement | 2.8 | 2.8 | 2.8 | 2.8 | 2.8 | 2.8 | 2.8 | 2.8 | 2.8 | 2.8 | 2.8 | 2.8 | 2.8 | 2.8 | 2.8 | 2.8 | 2.8 | 2.8 | 2.395 | 2.246 | 2.107 | 2.013 | 1.971 | 1.971 | 1.971 | 1.94 | 1.925
Islington 132kV | Storage/Batteries | Srg_BB001_2 | Batteries >= 1 MW and <5 MW | MW | HydrogenEvolution | 2.8 | 2.8 | 2.8 | 2.8 | 2.8 | 2.8 | 2.8 | 2.8 | 2.8 | 2.8 | 2.8 | 2.8 | 2.8 | 2.8 | 2.8 | 2.8 | 2.8 | 2.267 | 2.139 | 1.935 | 1.712 | 1.513 | 1.465 | 1.465 | 1.451 | 1.344 | 1.284
Littlebrook 132kV | Storage/Batteries | Srg_BB001_2 | Batteries >= 1 MW and <5 MW | MW | HolisticTransition | 0 | 0 | 0 | 0 | 0 | 0 | 0 | 0 | 0 | 0 | 0 | 0 | 0 | 0 | 0 | 0 | 0 | 0 | 0 | 0 | 0 | 0 | 0 | 0 | 0 | 0 | 0
Littlebrook 132kV | Storage/Batteries | Srg_BB001_2 | Batteries >= 1 MW and <5 MW | MW | FallingBehind | 0 | 0 | 0 | 0 | 0 | 0 | 0 | 0 | 0 | 0 | 0 | 0 | 0 | 0 | 0 | 0 | 0 | 0 | 0 | 0 | 0 | 0 | 0 | 0 | 0 | 0 | 0
Littlebrook 132kV | Storage/Batteries | Srg_BB001_2 | Batteries >= 1 MW and <5 MW | MW | ElectricEngagement | 0 | 0 | 0 | 0 | 0 | 0 | 0 | 0 | 0 | 0 | 0 | 0 | 0 | 0 | 0 | 0 | 0 | 0 | 0 | 0 | 0 | 0 | 0 | 0 | 0 | 0 | 0
Littlebrook 132kV | Storage/Batteries | Srg_BB001_2 | Batteries >= 1 MW and <5 MW | MW | HydrogenEvolution | 0 | 0 | 0 | 0 | 0 | 0 | 0 | 0 | 0 | 0 | 0 | 0 | 0 | 0 | 0 | 0 | 0 | 0 | 0 | 0 | 0 | 0 | 0 | 0 | 0 | 0 | 0
Lodge Road 66kV | Storage/Batteries | Srg_BB001_2 | Batteries >= 1 MW and <5 MW | MW | HolisticTransition | 0 | 0 | 0 | 0 | 0 | 0 | 0 | 0 | 0 | 0 | 0 | 0 | 0 | 0 | 0 | 0 | 0 | 0 | 0 | 0 | 0 | 0 | 0 | 0 | 0 | 0 | 0
Lodge Road 66kV | Storage/Batteries | Srg_BB001_2 | Batteries >= 1 MW and <5 MW | MW | FallingBehind | 0 | 0 | 0 | 0 | 0 | 0 | 0 | 0 | 0 | 0 | 0 | 0 | 0 | 0 | 0 | 0 | 0 | 0 | 0 | 0 | 0 | 0 | 0 | 0 | 0 | 0 | 0
Lodge Road 66kV | Storage/Batteries | Srg_BB001_2 | Batteries >= 1 MW and <5 MW | MW | ElectricEngagement | 0 | 0 | 0 | 0 | 0 | 0 | 0 | 0 | 0 | 0 | 0 | 0 | 0 | 0 | 0 | 0 | 0 | 0 | 0 | 0 | 0 | 0 | 0 | 0 | 0 | 0 | 0
Lodge Road 66kV | Storage/Batteries | Srg_BB001_2 | Batteries >= 1 MW and <5 MW | MW | HydrogenEvolution | 0 | 0 | 0 | 0 | 0 | 0 | 0 | 0 | 0 | 0 | 0 | 0 | 0 | 0 | 0 | 0 | 0 | 0 | 0 | 0 | 0 | 0 | 0 | 0 | 0 | 0 | 0
New Cross 132kV | Storage/Batteries | Srg_BB001_2 | Batteries >= 1 MW and <5 MW | MW | HolisticTransition | 0 | 0 | 0 | 0 | 0 | 0 | 0 | 0 | 0 | 0 | 0 | 0 | 0 | 0 | 0 | 0 | 0 | 0 | 0 | 0 | 0 | 0 | 0 | 0 | 0 | 0 | 0
New Cross 132kV | Storage/Batteries | Srg_BB001_2 | Batteries >= 1 MW and <5 MW | MW | FallingBehind | 0 | 0 | 0 | 0 | 0 | 0 | 0 | 0 | 0 | 0 | 0 | 0 | 0 | 0 | 0 | 0 | 0 | 0 | 0 | 0 | 0 | 0 | 0 | 0 | 0 | 0 | 0
New Cross 132kV | Storage/Batteries | Srg_BB001_2 | Batteries >= 1 MW and <5 MW | MW | ElectricEngagement | 0 | 0 | 0 | 0 | 0 | 0 | 0 | 0 | 0 | 0 | 0 | 0 | 0 | 0 | 0 | 0 | 0 | 0 | 0 | 0 | 0 | 0 | 0 | 0 | 0 | 0 | 0
New Cross 132kV | Storage/Batteries | Srg_BB001_2 | Batteries >= 1 MW and <5 MW | MW | HydrogenEvolution | 0 | 0 | 0 | 0 | 0 | 0 | 0 | 0 | 0 | 0 | 0 | 0 | 0 | 0 | 0 | 0 | 0 | 0 | 0 | 0 | 0 | 0 | 0 | 0 | 0 | 0 | 0
New Cross 132kV to Wimbledon 1 and 2 132kV | Storage/Batteries | Srg_BB001_2 | Batteries >= 1 MW and <5 MW | MW | HolisticTransition | 0 | 0 | 0 | 0 | 0 | 0 | 0 | 0 | 0 | 0 | 0 | 0 | 0 | 0 | 0 | 0 | 0 | 0 | 0 | 0 | 0 | 0 | 0 | 0 | 0 | 0 | 0
New Cross 132kV to Wimbledon 1 and 2 132kV | Storage/Batteries | Srg_BB001_2 | Batteries >= 1 MW and <5 MW | MW | FallingBehind | 0 | 0 | 0 | 0 | 0 | 0 | 0 | 0 | 0 | 0 | 0 | 0 | 0 | 0 | 0 | 0 | 0 | 0 | 0 | 0 | 0 | 0 | 0 | 0 | 0 | 0 | 0
New Cross 132kV to Wimbledon 1 and 2 132kV | Storage/Batteries | Srg_BB001_2 | Batteries >= 1 MW and <5 MW | MW | ElectricEngagement | 0 | 0 | 0 | 0 | 0 | 0 | 0 | 0 | 0 | 0 | 0 | 0 | 0 | 0 | 0 | 0 | 0 | 0 | 0 | 0 | 0 | 0 | 0 | 0 | 0 | 0 | 0
New Cross 132kV to Wimbledon 1 and 2 132kV | Storage/Batteries | Srg_BB001_2 | Batteries >= 1 MW and <5 MW | MW | HydrogenEvolution | 0 | 0 | 0 | 0 | 0 | 0 | 0 | 0 | 0 | 0 | 0 | 0 | 0 | 0 | 0 | 0 | 0 | 0 | 0 | 0 | 0 | 0 | 0 | 0 | 0 | 0 | 0
New Cross 66kV | Storage/Batteries | Srg_BB001_2 | Batteries >= 1 MW and <5 MW | MW | HolisticTransition | 1 | 1 | 1 | 1 | 1 | 1 | 1 | 1 | 1 | 1 | 1 | 1 | 1 | 1 | 1 | 1 | 1 | 1 | 1 | 1 | 1 | 1 | 1 | 1 | 1 | 0.579 | 0.535
New Cross 66kV | Storage/Batteries | Srg_BB001_2 | Batteries >= 1 MW and <5 MW | MW | FallingBehind | 1 | 1 | 1 | 1 | 1 | 1 | 1 | 1 | 1 | 1 | 1 | 1 | 1 | 1 | 1 | 1 | 1 | 1 | 1 | 1 | 1 | 1 | 1 | 1 | 1 | 0.522 | 0.476
New Cross 66kV | Storage/Batteries | Srg_BB001_2 | Batteries >= 1 MW and <5 MW | MW | ElectricEngagement | 1 | 1 | 1 | 1 | 1 | 1 | 1 | 1 | 1 | 1 | 1 | 1 | 1 | 1 | 1 | 1 | 1 | 1 | 0.855 | 0.802 | 0.752 | 0.719 | 0.704 | 0.704 | 0.704 | 0.693 | 0.688
New Cross 66kV | Storage/Batteries | Srg_BB001_2 | Batteries >= 1 MW and <5 MW | MW | HydrogenEvolution | 1 | 1 | 1 | 1 | 1 | 1 | 1 | 1 | 1 | 1 | 1 | 1 | 1 | 1 | 1 | 1 | 1 | 0.81 | 0.764 | 0.691 | 0.612 | 0.54 | 0.523 | 0.523 | 0.518 | 0.48 | 0.458
Redbridge Supergrid 33kV | Storage/Batteries | Srg_BB001_2 | Batteries >= 1 MW and <5 MW | MW | HolisticTransition | 0 | 0 | 0 | 0 | 0 | 0 | 0 | 0 | 0 | 0 | 0 | 0 | 0 | 0 | 0 | 0 | 0 | 0 | 0 | 0 | 0 | 0 | 0 | 0 | 0 | 0 | 0
Redbridge Supergrid 33kV | Storage/Batteries | Srg_BB001_2 | Batteries >= 1 MW and <5 MW | MW | FallingBehind | 0 | 0 | 0 | 0 | 0 | 0 | 0 | 0 | 0 | 0 | 0 | 0 | 0 | 0 | 0 | 0 | 0 | 0 | 0 | 0 | 0 | 0 | 0 | 0 | 0 | 0 | 0
Redbridge Supergrid 33kV | Storage/Batteries | Srg_BB001_2 | Batteries >= 1 MW and <5 MW | MW | ElectricEngagement | 0 | 0 | 0 | 0 | 0 | 0 | 0 | 0 | 0 | 0 | 0 | 0 | 0 | 0 | 0 | 0 | 0 | 0 | 0 | 0 | 0 | 0 | 0 | 0 | 0 | 0 | 0
Redbridge Supergrid 33kV | Storage/Batteries | Srg_BB001_2 | Batteries >= 1 MW and <5 MW | MW | HydrogenEvolution | 0 | 0 | 0 | 0 | 0 | 0 | 0 | 0 | 0 | 0 | 0 | 0 | 0 | 0 | 0 | 0 | 0 | 0 | 0 | 0 | 0 | 0 | 0 | 0 | 0 | 0 | 0
St Johns Wood 132kV | Storage/Batteries | Srg_BB001_2 | Batteries >= 1 MW and <5 MW | MW | HolisticTransition | 0 | 0 | 0 | 0 | 0 | 0 | 0 | 0 | 0 | 0 | 0 | 0 | 0 | 0 | 0 | 0 | 0 | 0 | 0 | 0 | 0 | 0 | 0 | 0 | 0 | 0 | 0
St Johns Wood 132kV | Storage/Batteries | Srg_BB001_2 | Batteries >= 1 MW and <5 MW | MW | FallingBehind | 0 | 0 | 0 | 0 | 0 | 0 | 0 | 0 | 0 | 0 | 0 | 0 | 0 | 0 | 0 | 0 | 0 | 0 | 0 | 0 | 0 | 0 | 0 | 0 | 0 | 0 | 0
St Johns Wood 132kV | Storage/Batteries | Srg_BB001_2 | Batteries >= 1 MW and <5 MW | MW | ElectricEngagement | 0 | 0 | 0 | 0 | 0 | 0 | 0 | 0 | 0 | 0 | 0 | 0 | 0 | 0 | 0 | 0 | 0 | 0 | 0 | 0 | 0 | 0 | 0 | 0 | 0 | 0 | 0
St Johns Wood 132kV | Storage/Batteries | Srg_BB001_2 | Batteries >= 1 MW and <5 MW | MW | HydrogenEvolution | 0 | 0 | 0 | 0 | 0 | 0 | 0 | 0 | 0 | 0 | 0 | 0 | 0 | 0 | 0 | 0 | 0 | 0 | 0 | 0 | 0 | 0 | 0 | 0 | 0 | 0 | 0
West Ham 132kV | Storage/Batteries | Srg_BB001_2 | Batteries >= 1 MW and <5 MW | MW | HolisticTransition | 0 | 0 | 0 | 0 | 0 | 0 | 0 | 0 | 0 | 0 | 0 | 0 | 0 | 0 | 0 | 0 | 0 | 0 | 0 | 0 | 0 | 0 | 0 | 0 | 0 | 0 | 0
West Ham 132kV | Storage/Batteries | Srg_BB001_2 | Batteries >= 1 MW and <5 MW | MW | FallingBehind | 0 | 0 | 0 | 0 | 0 | 0 | 0 | 0 | 0 | 0 | 0 | 0 | 0 | 0 | 0 | 0 | 0 | 0 | 0 | 0 | 0 | 0 | 0 | 0 | 0 | 0 | 0
West Ham 132kV | Storage/Batteries | Srg_BB001_2 | Batteries >= 1 MW and <5 MW | MW | ElectricEngagement | 0 | 0 | 0 | 0 | 0 | 0 | 0 | 0 | 0 | 0 | 0 | 0 | 0 | 0 | 0 | 0 | 0 | 0 | 0 | 0 | 0 | 0 | 0 | 0 | 0 | 0 | 0
West Ham 132kV | Storage/Batteries | Srg_BB001_2 | Batteries >= 1 MW and <5 MW | MW | HydrogenEvolution | 0 | 0 | 0 | 0 | 0 | 0 | 0 | 0 | 0 | 0 | 0 | 0 | 0 | 0 | 0 | 0 | 0 | 0 | 0 | 0 | 0 | 0 | 0 | 0 | 0 | 0 | 0
Willesden Grid 132kV | Storage/Batteries | Srg_BB001_2 | Batteries >= 1 MW and <5 MW | MW | HolisticTransition | 0 | 0 | 0 | 0 | 0 | 0 | 0 | 0 | 0 | 0 | 0 | 0 | 0 | 0 | 0 | 0 | 0 | 0 | 0 | 0 | 0 | 0 | 0 | 0 | 0 | 0 | 0
Willesden Grid 132kV | Storage/Batteries | Srg_BB001_2 | Batteries >= 1 MW and <5 MW | MW | FallingBehind | 0 | 0 | 0 | 0 | 0 | 0 | 0 | 0 | 0 | 0 | 0 | 0 | 0 | 0 | 0 | 0 | 0 | 0 | 0 | 0 | 0 | 0 | 0 | 0 | 0 | 0 | 0
Willesden Grid 132kV | Storage/Batteries | Srg_BB001_2 | Batteries >= 1 MW and <5 MW | MW | ElectricEngagement | 0 | 0 | 0 | 0 | 0 | 0 | 0 | 0 | 0 | 0 | 0 | 0 | 0 | 0 | 0 | 0 | 0 | 0 | 0 | 0 | 0 | 0 | 0 | 0 | 0 | 0 | 0
Willesden Grid 132kV | Storage/Batteries | Srg_BB001_2 | Batteries >= 1 MW and <5 MW | MW | HydrogenEvolution | 0 | 0 | 0 | 0 | 0 | 0 | 0 | 0 | 0 | 0 | 0 | 0 | 0 | 0 | 0 | 0 | 0 | 0 | 0 | 0 | 0 | 0 | 0 | 0 | 0 | 0 | 0
Willesden Grid 66 kV | Storage/Batteries | Srg_BB001_2 | Batteries >= 1 MW and <5 MW | MW | HolisticTransition | 0 | 0 | 0 | 0 | 0 | 0 | 0 | 0 | 0 | 0 | 0 | 0 | 0 | 0 | 0 | 0 | 0 | 0 | 0 | 0 | 0 | 0 | 0 | 0 | 0 | 0 | 0
Willesden Grid 66 kV | Storage/Batteries | Srg_BB001_2 | Batteries >= 1 MW and <5 MW | MW | FallingBehind | 0 | 0 | 0 | 0 | 0 | 0 | 0 | 0 | 0 | 0 | 0 | 0 | 0 | 0 | 0 | 0 | 0 | 0 | 0 | 0 | 0 | 0 | 0 | 0 | 0 | 0 | 0
Willesden Grid 66 kV | Storage/Batteries | Srg_BB001_2 | Batteries >= 1 MW and <5 MW | MW | ElectricEngagement | 0 | 0 | 0 | 0 | 0 | 0 | 0 | 0 | 0 | 0 | 0 | 0 | 0 | 0 | 0 | 0 | 0 | 0 | 0 | 0 | 0 | 0 | 0 | 0 | 0 | 0 | 0
Willesden Grid 66 kV | Storage/Batteries | Srg_BB001_2 | Batteries >= 1 MW and <5 MW | MW | HydrogenEvolution | 0 | 0 | 0 | 0 | 0 | 0 | 0 | 0 | 0 | 0 | 0 | 0 | 0 | 0 | 0 | 0 | 0 | 0 | 0 | 0 | 0 | 0 | 0 | 0 | 0 | 0 | 0
Wimbledon Grid South 3/4 | Storage/Batteries | Srg_BB001_2 | Batteries >= 1 MW and <5 MW | MW | HolisticTransition | 0 | 0 | 0 | 0 | 0 | 0 | 0 | 0 | 0 | 0 | 0 | 0 | 0 | 0 | 0 | 0 | 0 | 0 | 0 | 0 | 0 | 0 | 0 | 0 | 0 | 0 | 0
Wimbledon Grid South 3/4 | Storage/Batteries | Srg_BB001_2 | Batteries >= 1 MW and <5 MW | MW | FallingBehind | 0 | 0 | 0 | 0 | 0 | 0 | 0 | 0 | 0 | 0 | 0 | 0 | 0 | 0 | 0 | 0 | 0 | 0 | 0 | 0 | 0 | 0 | 0 | 0 | 0 | 0 | 0
Wimbledon Grid South 3/4 | Storage/Batteries | Srg_BB001_2 | Batteries >= 1 MW and <5 MW | MW | ElectricEngagement | 0 | 0 | 0 | 0 | 0 | 0 | 0 | 0 | 0 | 0 | 0 | 0 | 0 | 0 | 0 | 0 | 0 | 0 | 0 | 0 | 0 | 0 | 0 | 0 | 0 | 0 | 0
Wimbledon Grid South 3/4 | Storage/Batteries | Srg_BB001_2 | Batteries >= 1 MW and <5 MW | MW | HydrogenEvolution | 0 | 0 | 0 | 0 | 0 | 0 | 0 | 0 | 0 | 0 | 0 | 0 | 0 | 0 | 0 | 0 | 0 | 0 | 0 | 0 | 0 | 0 | 0 | 0 | 0 | 0 | 0
Acton Lane 22kV | Storage/Batteries | Srg_BB001_3 | Batteries >= 5 MW | MW | HolisticTransition | 0 | 0 | 0 | 0 | 0 | 0 | 0 | 0 | 0 | 0 | 0 | 0 | 0 | 0 | 0 | 0 | 0 | 0 | 0 | 0 | 0 | 0 | 0 | 0 | 0 | 0 | 0
Acton Lane 22kV | Storage/Batteries | Srg_BB001_3 | Batteries >= 5 MW | MW | FallingBehind | 0 | 0 | 0 | 0 | 0 | 0 | 0 | 0 | 0 | 0 | 0 | 0 | 0 | 0 | 0 | 0 | 0 | 0 | 0 | 0 | 0 | 0 | 0 | 0 | 0 | 0 | 0
Acton Lane 22kV | Storage/Batteries | Srg_BB001_3 | Batteries >= 5 MW | MW | ElectricEngagement | 0 | 0 | 0 | 0 | 0 | 0 | 0 | 0 | 0 | 0 | 0 | 0 | 0 | 0 | 0 | 0 | 0 | 0 | 0 | 0 | 0 | 0 | 0 | 0 | 0 | 0 | 0
Acton Lane 22kV | Storage/Batteries | Srg_BB001_3 | Batteries >= 5 MW | MW | HydrogenEvolution | 0 | 0 | 0 | 0 | 0 | 0 | 0 | 0 | 0 | 0 | 0 | 0 | 0 | 0 | 0 | 0 | 0 | 0 | 0 | 0 | 0 | 0 | 0 | 0 | 0 | 0 | 0
Barking 132kV GIS | Storage/Batteries | Srg_BB001_3 | Batteries >= 5 MW | MW | HolisticTransition | 0 | 0 | 0 | 0 | 0 | 0 | 0 | 0 | 0 | 0 | 0 | 0 | 0 | 0 | 0 | 0 | 0 | 0 | 0 | 0 | 0 | 0 | 0 | 0 | 0 | 0 | 0
Barking 132kV GIS | Storage/Batteries | Srg_BB001_3 | Batteries >= 5 MW | MW | FallingBehind | 0 | 0 | 0 | 0 | 0 | 0 | 0 | 0 | 0 | 0 | 0 | 0 | 0 | 0 | 0 | 0 | 0 | 0 | 0 | 0 | 0 | 0 | 0 | 0 | 0 | 0 | 0
Barking 132kV GIS | Storage/Batteries | Srg_BB001_3 | Batteries >= 5 MW | MW | ElectricEngagement | 0 | 0 | 0 | 0 | 0 | 0 | 0 | 0 | 0 | 0 | 0 | 0 | 0 | 0 | 0 | 0 | 0 | 0 | 0 | 0 | 0 | 0 | 0 | 0 | 0 | 0 | 0
Barking 132kV GIS | Storage/Batteries | Srg_BB001_3 | Batteries >= 5 MW | MW | HydrogenEvolution | 0 | 0 | 0 | 0 | 0 | 0 | 0 | 0 | 0 | 0 | 0 | 0 | 0 | 0 | 0 | 0 | 0 | 0 | 0 | 0 | 0 | 0 | 0 | 0 | 0 | 0 | 0
Barking West 33kV | Storage/Batteries | Srg_BB001_3 | Batteries >= 5 MW | MW | HolisticTransition | 0 | 0 | 0 | 0 | 0 | 0 | 0 | 0 | 0 | 0 | 0 | 0 | 0 | 0 | 0 | 0 | 0 | 0 | 0 | 0 | 0 | 0 | 0 | 0 | 0 | 0 | 0
Barking West 33kV | Storage/Batteries | Srg_BB001_3 | Batteries >= 5 MW | MW | FallingBehind | 0 | 0 | 0 | 0 | 0 | 0 | 0 | 0 | 0 | 0 | 0 | 0 | 0 | 0 | 0 | 0 | 0 | 0 | 0 | 0 | 0 | 0 | 0 | 0 | 0 | 0 | 0
Barking West 33kV | Storage/Batteries | Srg_BB001_3 | Batteries >= 5 MW | MW | ElectricEngagement | 0 | 0 | 0 | 0 | 0 | 0 | 0 | 0 | 0 | 0 | 0 | 0 | 0 | 0 | 0 | 0 | 0 | 0 | 0 | 0 | 0 | 0 | 0 | 0 | 0 | 0 | 0
Barking West 33kV | Storage/Batteries | Srg_BB001_3 | Batteries >= 5 MW | MW | HydrogenEvolution | 0 | 0 | 0 | 0 | 0 | 0 | 0 | 0 | 0 | 0 | 0 | 0 | 0 | 0 | 0 | 0 | 0 | 0 | 0 | 0 | 0 | 0 | 0 | 0 | 0 | 0 | 0
Beddington 132kV Hurst 132kV | Storage/Batteries | Srg_BB001_3 | Batteries >= 5 MW | MW | HolisticTransition | 0 | 0 | 0 | 0 | 0 | 0 | 0 | 0 | 0 | 0 | 0 | 0 | 0 | 0 | 0 | 0 | 0 | 0 | 0 | 0 | 0 | 0 | 0 | 0 | 0 | 0 | 0
Beddington 132kV Hurst 132kV | Storage/Batteries | Srg_BB001_3 | Batteries >= 5 MW | MW | FallingBehind | 0 | 0 | 0 | 0 | 0 | 0 | 0 | 0 | 0 | 0 | 0 | 0 | 0 | 0 | 0 | 0 | 0 | 0 | 0 | 0 | 0 | 0 | 0 | 0 | 0 | 0 | 0
Beddington 132kV Hurst 132kV | Storage/Batteries | Srg_BB001_3 | Batteries >= 5 MW | MW | ElectricEngagement | 0 | 0 | 0 | 0 | 0 | 0 | 0 | 0 | 0 | 0 | 0 | 0 | 0 | 0 | 0 | 0 | 0 | 0 | 0 | 0 | 0 | 0 | 0 | 0 | 0 | 0 | 0
Beddington 132kV Hurst 132kV | Storage/Batteries | Srg_BB001_3 | Batteries >= 5 MW | MW | HydrogenEvolution | 0 | 0 | 0 | 0 | 0 | 0 | 0 | 0 | 0 | 0 | 0 | 0 | 0 | 0 | 0 | 0 | 0 | 0 | 0 | 0 | 0 | 0 | 0 | 0 | 0 | 0 | 0
Bengeworth Road 132kV GIS | Storage/Batteries | Srg_BB001_3 | Batteries >= 5 MW | MW | HolisticTransition | 0 | 0 | 0 | 0 | 0 | 0 | 0 | 0 | 0 | 0 | 0 | 0 | 0 | 0 | 0 | 0 | 0 | 0 | 0 | 0 | 0 | 0 | 0 | 0 | 0 | 0 | 0
Bengeworth Road 132kV GIS | Storage/Batteries | Srg_BB001_3 | Batteries >= 5 MW | MW | FallingBehind | 0 | 0 | 0 | 0 | 0 | 0 | 0 | 0 | 0 | 0 | 0 | 0 | 0 | 0 | 0 | 0 | 0 | 0 | 0 | 0 | 0 | 0 | 0 | 0 | 0 | 0 | 0
Bengeworth Road 132kV GIS | Storage/Batteries | Srg_BB001_3 | Batteries >= 5 MW | MW | ElectricEngagement | 0 | 0 | 0 | 0 | 0 | 0 | 0 | 0 | 0 | 0 | 0 | 0 | 0 | 0 | 0 | 0 | 0 | 0 | 0 | 0 | 0 | 0 | 0 | 0 | 0 | 0 | 0
Bengeworth Road 132kV GIS | Storage/Batteries | Srg_BB001_3 | Batteries >= 5 MW | MW | HydrogenEvolution | 0 | 0 | 0 | 0 | 0 | 0 | 0 | 0 | 0 | 0 | 0 | 0 | 0 | 0 | 0 | 0 | 0 | 0 | 0 | 0 | 0 | 0 | 0 | 0 | 0 | 0 | 0
Brimsdown | Storage/Batteries | Srg_BB001_3 | Batteries >= 5 MW | MW | HolisticTransition | 0 | 0 | 0 | 0 | 0 | 0 | 0 | 0 | 0 | 0 | 0 | 0 | 0 | 0 | 0 | 0 | 0 | 0 | 0 | 0 | 0 | 0 | 0 | 0 | 0 | 0 | 0
Brimsdown | Storage/Batteries | Srg_BB001_3 | Batteries >= 5 MW | MW | FallingBehind | 0 | 0 | 0 | 0 | 0 | 0 | 0 | 0 | 0 | 0 | 0 | 0 | 0 | 0 | 0 | 0 | 0 | 0 | 0 | 0 | 0 | 0 | 0 | 0 | 0 | 0 | 0
Brimsdown | Storage/Batteries | Srg_BB001_3 | Batteries >= 5 MW | MW | ElectricEngagement | 0 | 0 | 0 | 0 | 0 | 0 | 0 | 0 | 0 | 0 | 0 | 0 | 0 | 0 | 0 | 0 | 0 | 0 | 0 | 0 | 0 | 0 | 0 | 0 | 0 | 0 | 0
Brimsdown | Storage/Batteries | Srg_BB001_3 | Batteries >= 5 MW | MW | HydrogenEvolution | 0 | 0 | 0 | 0 | 0 | 0 | 0 | 0 | 0 | 0 | 0 | 0 | 0 | 0 | 0 | 0 | 0 | 0 | 0 | 0 | 0 | 0 | 0 | 0 | 0 | 0 | 0
City Road 132kV | Storage/Batteries | Srg_BB001_3 | Batteries >= 5 MW | MW | HolisticTransition | 0 | 0 | 0 | 0 | 0 | 0 | 0 | 0 | 0 | 0 | 0 | 0 | 0 | 0 | 0 | 0 | 0 | 0 | 0 | 0 | 0 | 0 | 0 | 0 | 0 | 0 | 0
City Road 132kV | Storage/Batteries | Srg_BB001_3 | Batteries >= 5 MW | MW | FallingBehind | 0 | 0 | 0 | 0 | 0 | 0 | 0 | 0 | 0 | 0 | 0 | 0 | 0 | 0 | 0 | 0 | 0 | 0 | 0 | 0 | 0 | 0 | 0 | 0 | 0 | 0 | 0
City Road 132kV | Storage/Batteries | Srg_BB001_3 | Batteries >= 5 MW | MW | ElectricEngagement | 0 | 0 | 0 | 0 | 0 | 0 | 0 | 0 | 0 | 0 | 0 | 0 | 0 | 0 | 0 | 0 | 0 | 0 | 0 | 0 | 0 | 0 | 0 | 0 | 0 | 0 | 0
City Road 132kV | Storage/Batteries | Srg_BB001_3 | Batteries >= 5 MW | MW | HydrogenEvolution | 0 | 0 | 0 | 0 | 0 | 0 | 0 | 0 | 0 | 0 | 0 | 0 | 0 | 0 | 0 | 0 | 0 | 0 | 0 | 0 | 0 | 0 | 0 | 0 | 0 | 0 | 0
Hackney 132kV | Storage/Batteries | Srg_BB001_3 | Batteries >= 5 MW | MW | HolisticTransition | 0 | 0 | 0 | 0 | 0 | 0 | 0 | 0 | 0 | 0 | 0 | 0 | 0 | 0 | 0 | 0 | 0 | 0 | 0 | 0 | 0 | 0 | 0 | 0 | 0 | 0 | 0
Hackney 132kV | Storage/Batteries | Srg_BB001_3 | Batteries >= 5 MW | MW | FallingBehind | 0 | 0 | 0 | 0 | 0 | 0 | 0 | 0 | 0 | 0 | 0 | 0 | 0 | 0 | 0 | 0 | 0 | 0 | 0 | 0 | 0 | 0 | 0 | 0 | 0 | 0 | 0
Hackney 132kV | Storage/Batteries | Srg_BB001_3 | Batteries >= 5 MW | MW | ElectricEngagement | 0 | 0 | 0 | 0 | 0 | 0 | 0 | 0 | 0 | 0 | 0 | 0 | 0 | 0 | 0 | 0 | 0 | 0 | 0 | 0 | 0 | 0 | 0 | 0 | 0 | 0 | 0
Hackney 132kV | Storage/Batteries | Srg_BB001_3 | Batteries >= 5 MW | MW | HydrogenEvolution | 0 | 0 | 0 | 0 | 0 | 0 | 0 | 0 | 0 | 0 | 0 | 0 | 0 | 0 | 0 | 0 | 0 | 0 | 0 | 0 | 0 | 0 | 0 | 0 | 0 | 0 | 0
Hackney Supergrid 66kV | Storage/Batteries | Srg_BB001_3 | Batteries >= 5 MW | MW | HolisticTransition | 0 | 0 | 0 | 0 | 0 | 0 | 0 | 0 | 0 | 0 | 0 | 0 | 0 | 0 | 0 | 0 | 0 | 0 | 0 | 0 | 0 | 0 | 0 | 0 | 0 | 0 | 0
Hackney Supergrid 66kV | Storage/Batteries | Srg_BB001_3 | Batteries >= 5 MW | MW | FallingBehind | 0 | 0 | 0 | 0 | 0 | 0 | 0 | 0 | 0 | 0 | 0 | 0 | 0 | 0 | 0 | 0 | 0 | 0 | 0 | 0 | 0 | 0 | 0 | 0 | 0 | 0 | 0
Hackney Supergrid 66kV | Storage/Batteries | Srg_BB001_3 | Batteries >= 5 MW | MW | ElectricEngagement | 0 | 0 | 0 | 0 | 0 | 0 | 0 | 0 | 0 | 0 | 0 | 0 | 0 | 0 | 0 | 0 | 0 | 0 | 0 | 0 | 0 | 0 | 0 | 0 | 0 | 0 | 0
Hackney Supergrid 66kV | Storage/Batteries | Srg_BB001_3 | Batteries >= 5 MW | MW | HydrogenEvolution | 0 | 0 | 0 | 0 | 0 | 0 | 0 | 0 | 0 | 0 | 0 | 0 | 0 | 0 | 0 | 0 | 0 | 0 | 0 | 0 | 0 | 0 | 0 | 0 | 0 | 0 | 0
Islington 132kV | Storage/Batteries | Srg_BB001_3 | Batteries >= 5 MW | MW | HolisticTransition | 0 | 0 | 0 | 0 | 0 | 0 | 0 | 0 | 0 | 0 | 0 | 0 | 0 | 0 | 0 | 0 | 0 | 0 | 0 | 0 | 0 | 0 | 0 | 0 | 0 | 0 | 0
Islington 132kV | Storage/Batteries | Srg_BB001_3 | Batteries >= 5 MW | MW | FallingBehind | 0 | 0 | 0 | 0 | 0 | 0 | 0 | 0 | 0 | 0 | 0 | 0 | 0 | 0 | 0 | 0 | 0 | 0 | 0 | 0 | 0 | 0 | 0 | 0 | 0 | 0 | 0
Islington 132kV | Storage/Batteries | Srg_BB001_3 | Batteries >= 5 MW | MW | ElectricEngagement | 0 | 0 | 0 | 0 | 0 | 0 | 0 | 0 | 0 | 0 | 0 | 0 | 0 | 0 | 0 | 0 | 0 | 0 | 0 | 0 | 0 | 0 | 0 | 0 | 0 | 0 | 0
Islington 132kV | Storage/Batteries | Srg_BB001_3 | Batteries >= 5 MW | MW | HydrogenEvolution | 0 | 0 | 0 | 0 | 0 | 0 | 0 | 0 | 0 | 0 | 0 | 0 | 0 | 0 | 0 | 0 | 0 | 0 | 0 | 0 | 0 | 0 | 0 | 0 | 0 | 0 | 0
Littlebrook 132kV | Storage/Batteries | Srg_BB001_3 | Batteries >= 5 MW | MW | HolisticTransition | 10 | 10 | 20 | 20 | 20 | 20 | 20 | 20 | 20 | 20 | 20 | 20 | 20 | 20 | 20 | 20 | 20 | 20 | 20 | 20 | 20 | 20 | 20 | 20 | 20 | 15.786 | 15.355
Littlebrook 132kV | Storage/Batteries | Srg_BB001_3 | Batteries >= 5 MW | MW | FallingBehind | 10 | 10 | 10 | 10 | 10 | 20 | 20 | 20 | 20 | 20 | 20 | 20 | 20 | 20 | 20 | 20 | 20 | 20 | 20 | 20 | 20 | 20 | 20 | 20 | 20 | 15.221 | 14.764
Littlebrook 132kV | Storage/Batteries | Srg_BB001_3 | Batteries >= 5 MW | MW | ElectricEngagement | 10 | 10 | 20 | 20 | 20 | 20 | 20 | 20 | 20 | 20 | 20 | 20 | 20 | 20 | 20 | 20 | 20 | 20 | 18.552 | 18.022 | 17.525 | 17.188 | 17.04 | 17.04 | 17.04 | 16.93 | 16.875
Littlebrook 132kV | Storage/Batteries | Srg_BB001_3 | Batteries >= 5 MW | MW | HydrogenEvolution | 10 | 10 | 20 | 20 | 20 | 20 | 20 | 20 | 20 | 20 | 20 | 20 | 20 | 20 | 20 | 20 | 20 | 18.098 | 17.639 | 16.911 | 16.116 | 15.404 | 15.232 | 15.232 | 15.182 | 14.8 | 14.584
Lodge Road 66kV | Storage/Batteries | Srg_BB001_3 | Batteries >= 5 MW | MW | HolisticTransition | 0 | 0 | 0 | 0 | 0 | 0 | 0 | 0 | 0 | 0 | 0 | 0 | 0 | 0 | 0 | 0 | 0 | 0 | 0 | 0 | 0 | 0 | 0 | 0 | 0 | 0 | 0
Lodge Road 66kV | Storage/Batteries | Srg_BB001_3 | Batteries >= 5 MW | MW | FallingBehind | 0 | 0 | 0 | 0 | 0 | 0 | 0 | 0 | 0 | 0 | 0 | 0 | 0 | 0 | 0 | 0 | 0 | 0 | 0 | 0 | 0 | 0 | 0 | 0 | 0 | 0 | 0
Lodge Road 66kV | Storage/Batteries | Srg_BB001_3 | Batteries >= 5 MW | MW | ElectricEngagement | 0 | 0 | 0 | 0 | 0 | 0 | 0 | 0 | 0 | 0 | 0 | 0 | 0 | 0 | 0 | 0 | 0 | 0 | 0 | 0 | 0 | 0 | 0 | 0 | 0 | 0 | 0
Lodge Road 66kV | Storage/Batteries | Srg_BB001_3 | Batteries >= 5 MW | MW | HydrogenEvolution | 0 | 0 | 0 | 0 | 0 | 0 | 0 | 0 | 0 | 0 | 0 | 0 | 0 | 0 | 0 | 0 | 0 | 0 | 0 | 0 | 0 | 0 | 0 | 0 | 0 | 0 | 0
New Cross 132kV | Storage/Batteries | Srg_BB001_3 | Batteries >= 5 MW | MW | HolisticTransition | 0 | 0 | 0 | 0 | 0 | 0 | 0 | 0 | 0 | 0 | 0 | 0 | 0 | 0 | 0 | 0 | 0 | 0 | 0 | 0 | 0 | 0 | 0 | 0 | 0 | 0 | 0
New Cross 132kV | Storage/Batteries | Srg_BB001_3 | Batteries >= 5 MW | MW | FallingBehind | 0 | 0 | 0 | 0 | 0 | 0 | 0 | 0 | 0 | 0 | 0 | 0 | 0 | 0 | 0 | 0 | 0 | 0 | 0 | 0 | 0 | 0 | 0 | 0 | 0 | 0 | 0
New Cross 132kV | Storage/Batteries | Srg_BB001_3 | Batteries >= 5 MW | MW | ElectricEngagement | 0 | 0 | 0 | 0 | 0 | 0 | 0 | 0 | 0 | 0 | 0 | 0 | 0 | 0 | 0 | 0 | 0 | 0 | 0 | 0 | 0 | 0 | 0 | 0 | 0 | 0 | 0
New Cross 132kV | Storage/Batteries | Srg_BB001_3 | Batteries >= 5 MW | MW | HydrogenEvolution | 0 | 0 | 0 | 0 | 0 | 0 | 0 | 0 | 0 | 0 | 0 | 0 | 0 | 0 | 0 | 0 | 0 | 0 | 0 | 0 | 0 | 0 | 0 | 0 | 0 | 0 | 0
New Cross 132kV to Wimbledon 1 and 2 132kV | Storage/Batteries | Srg_BB001_3 | Batteries >= 5 MW | MW | HolisticTransition | 0 | 0 | 0 | 0 | 0 | 0 | 0 | 0 | 0 | 0 | 0 | 0 | 0 | 0 | 0 | 0 | 0 | 0 | 0 | 0 | 0 | 0 | 0 | 0 | 0 | 0 | 0
New Cross 132kV to Wimbledon 1 and 2 132kV | Storage/Batteries | Srg_BB001_3 | Batteries >= 5 MW | MW | FallingBehind | 0 | 0 | 0 | 0 | 0 | 0 | 0 | 0 | 0 | 0 | 0 | 0 | 0 | 0 | 0 | 0 | 0 | 0 | 0 | 0 | 0 | 0 | 0 | 0 | 0 | 0 | 0
New Cross 132kV to Wimbledon 1 and 2 132kV | Storage/Batteries | Srg_BB001_3 | Batteries >= 5 MW | MW | ElectricEngagement | 0 | 0 | 0 | 0 | 0 | 0 | 0 | 0 | 0 | 0 | 0 | 0 | 0 | 0 | 0 | 0 | 0 | 0 | 0 | 0 | 0 | 0 | 0 | 0 | 0 | 0 | 0
New Cross 132kV to Wimbledon 1 and 2 132kV | Storage/Batteries | Srg_BB001_3 | Batteries >= 5 MW | MW | HydrogenEvolution | 0 | 0 | 0 | 0 | 0 | 0 | 0 | 0 | 0 | 0 | 0 | 0 | 0 | 0 | 0 | 0 | 0 | 0 | 0 | 0 | 0 | 0 | 0 | 0 | 0 | 0 | 0
New Cross 66kV | Storage/Batteries | Srg_BB001_3 | Batteries >= 5 MW | MW | HolisticTransition | 0 | 0 | 0 | 0 | 0 | 0 | 0 | 0 | 0 | 0 | 0 | 0 | 0 | 0 | 0 | 0 | 0 | 0 | 0 | 0 | 0 | 0 | 0 | 0 | 0 | 0 | 0
New Cross 66kV | Storage/Batteries | Srg_BB001_3 | Batteries >= 5 MW | MW | FallingBehind | 0 | 0 | 0 | 0 | 0 | 0 | 0 | 0 | 0 | 0 | 0 | 0 | 0 | 0 | 0 | 0 | 0 | 0 | 0 | 0 | 0 | 0 | 0 | 0 | 0 | 0 | 0
New Cross 66kV | Storage/Batteries | Srg_BB001_3 | Batteries >= 5 MW | MW | ElectricEngagement | 0 | 0 | 0 | 0 | 0 | 0 | 0 | 0 | 0 | 0 | 0 | 0 | 0 | 0 | 0 | 0 | 0 | 0 | 0 | 0 | 0 | 0 | 0 | 0 | 0 | 0 | 0
New Cross 66kV | Storage/Batteries | Srg_BB001_3 | Batteries >= 5 MW | MW | HydrogenEvolution | 0 | 0 | 0 | 0 | 0 | 0 | 0 | 0 | 0 | 0 | 0 | 0 | 0 | 0 | 0 | 0 | 0 | 0 | 0 | 0 | 0 | 0 | 0 | 0 | 0 | 0 | 0
Redbridge Supergrid 33kV | Storage/Batteries | Srg_BB001_3 | Batteries >= 5 MW | MW | HolisticTransition | 0 | 0 | 0 | 0 | 0 | 0 | 0 | 0 | 0 | 0 | 0 | 0 | 0 | 0 | 0 | 0 | 0 | 0 | 0 | 0 | 0 | 0 | 0 | 0 | 0 | 0 | 0
Redbridge Supergrid 33kV | Storage/Batteries | Srg_BB001_3 | Batteries >= 5 MW | MW | FallingBehind | 0 | 0 | 0 | 0 | 0 | 0 | 0 | 0 | 0 | 0 | 0 | 0 | 0 | 0 | 0 | 0 | 0 | 0 | 0 | 0 | 0 | 0 | 0 | 0 | 0 | 0 | 0
Redbridge Supergrid 33kV | Storage/Batteries | Srg_BB001_3 | Batteries >= 5 MW | MW | ElectricEngagement | 0 | 0 | 0 | 0 | 0 | 0 | 0 | 0 | 0 | 0 | 0 | 0 | 0 | 0 | 0 | 0 | 0 | 0 | 0 | 0 | 0 | 0 | 0 | 0 | 0 | 0 | 0
Redbridge Supergrid 33kV | Storage/Batteries | Srg_BB001_3 | Batteries >= 5 MW | MW | HydrogenEvolution | 0 | 0 | 0 | 0 | 0 | 0 | 0 | 0 | 0 | 0 | 0 | 0 | 0 | 0 | 0 | 0 | 0 | 0 | 0 | 0 | 0 | 0 | 0 | 0 | 0 | 0 | 0
St Johns Wood 132kV | Storage/Batteries | Srg_BB001_3 | Batteries >= 5 MW | MW | HolisticTransition | 0 | 0 | 0 | 0 | 0 | 0 | 0 | 0 | 0 | 0 | 0 | 0 | 0 | 0 | 0 | 0 | 0 | 0 | 0 | 0 | 0 | 0 | 0 | 0 | 0 | 0 | 0
St Johns Wood 132kV | Storage/Batteries | Srg_BB001_3 | Batteries >= 5 MW | MW | FallingBehind | 0 | 0 | 0 | 0 | 0 | 0 | 0 | 0 | 0 | 0 | 0 | 0 | 0 | 0 | 0 | 0 | 0 | 0 | 0 | 0 | 0 | 0 | 0 | 0 | 0 | 0 | 0
St Johns Wood 132kV | Storage/Batteries | Srg_BB001_3 | Batteries >= 5 MW | MW | ElectricEngagement | 0 | 0 | 0 | 0 | 0 | 0 | 0 | 0 | 0 | 0 | 0 | 0 | 0 | 0 | 0 | 0 | 0 | 0 | 0 | 0 | 0 | 0 | 0 | 0 | 0 | 0 | 0
St Johns Wood 132kV | Storage/Batteries | Srg_BB001_3 | Batteries >= 5 MW | MW | HydrogenEvolution | 0 | 0 | 0 | 0 | 0 | 0 | 0 | 0 | 0 | 0 | 0 | 0 | 0 | 0 | 0 | 0 | 0 | 0 | 0 | 0 | 0 | 0 | 0 | 0 | 0 | 0 | 0
West Ham 132kV | Storage/Batteries | Srg_BB001_3 | Batteries >= 5 MW | MW | HolisticTransition | 0 | 0 | 0 | 0 | 0 | 0 | 0 | 0 | 0 | 0 | 0 | 0 | 0 | 0 | 0 | 0 | 0 | 0 | 0 | 0 | 0 | 0 | 0 | 0 | 0 | 0 | 0
West Ham 132kV | Storage/Batteries | Srg_BB001_3 | Batteries >= 5 MW | MW | FallingBehind | 0 | 0 | 0 | 0 | 0 | 0 | 0 | 0 | 0 | 0 | 0 | 0 | 0 | 0 | 0 | 0 | 0 | 0 | 0 | 0 | 0 | 0 | 0 | 0 | 0 | 0 | 0
West Ham 132kV | Storage/Batteries | Srg_BB001_3 | Batteries >= 5 MW | MW | ElectricEngagement | 0 | 0 | 0 | 0 | 0 | 0 | 0 | 0 | 0 | 0 | 0 | 0 | 0 | 0 | 0 | 0 | 0 | 0 | 0 | 0 | 0 | 0 | 0 | 0 | 0 | 0 | 0
West Ham 132kV | Storage/Batteries | Srg_BB001_3 | Batteries >= 5 MW | MW | HydrogenEvolution | 0 | 0 | 0 | 0 | 0 | 0 | 0 | 0 | 0 | 0 | 0 | 0 | 0 | 0 | 0 | 0 | 0 | 0 | 0 | 0 | 0 | 0 | 0 | 0 | 0 | 0 | 0
Willesden Grid 132kV | Storage/Batteries | Srg_BB001_3 | Batteries >= 5 MW | MW | HolisticTransition | 0 | 0 | 0 | 0 | 0 | 0 | 0 | 0 | 0 | 0 | 0 | 0 | 0 | 0 | 0 | 0 | 0 | 0 | 0 | 0 | 0 | 0 | 0 | 0 | 0 | 0 | 0
Willesden Grid 132kV | Storage/Batteries | Srg_BB001_3 | Batteries >= 5 MW | MW | FallingBehind | 0 | 0 | 0 | 0 | 0 | 0 | 0 | 0 | 0 | 0 | 0 | 0 | 0 | 0 | 0 | 0 | 0 | 0 | 0 | 0 | 0 | 0 | 0 | 0 | 0 | 0 | 0
Willesden Grid 132kV | Storage/Batteries | Srg_BB001_3 | Batteries >= 5 MW | MW | ElectricEngagement | 0 | 0 | 0 | 0 | 0 | 0 | 0 | 0 | 0 | 0 | 0 | 0 | 0 | 0 | 0 | 0 | 0 | 0 | 0 | 0 | 0 | 0 | 0 | 0 | 0 | 0 | 0
Willesden Grid 132kV | Storage/Batteries | Srg_BB001_3 | Batteries >= 5 MW | MW | HydrogenEvolution | 0 | 0 | 0 | 0 | 0 | 0 | 0 | 0 | 0 | 0 | 0 | 0 | 0 | 0 | 0 | 0 | 0 | 0 | 0 | 0 | 0 | 0 | 0 | 0 | 0 | 0 | 0
Willesden Grid 66 kV | Storage/Batteries | Srg_BB001_3 | Batteries >= 5 MW | MW | HolisticTransition | 0 | 0 | 0 | 0 | 0 | 0 | 0 | 0 | 0 | 0 | 0 | 0 | 0 | 0 | 0 | 0 | 0 | 0 | 0 | 0 | 0 | 0 | 0 | 0 | 0 | 0 | 0
Willesden Grid 66 kV | Storage/Batteries | Srg_BB001_3 | Batteries >= 5 MW | MW | FallingBehind | 0 | 0 | 0 | 0 | 0 | 0 | 0 | 0 | 0 | 0 | 0 | 0 | 0 | 0 | 0 | 0 | 0 | 0 | 0 | 0 | 0 | 0 | 0 | 0 | 0 | 0 | 0
Willesden Grid 66 kV | Storage/Batteries | Srg_BB001_3 | Batteries >= 5 MW | MW | ElectricEngagement | 0 | 0 | 0 | 0 | 0 | 0 | 0 | 0 | 0 | 0 | 0 | 0 | 0 | 0 | 0 | 0 | 0 | 0 | 0 | 0 | 0 | 0 | 0 | 0 | 0 | 0 | 0
Willesden Grid 66 kV | Storage/Batteries | Srg_BB001_3 | Batteries >= 5 MW | MW | HydrogenEvolution | 0 | 0 | 0 | 0 | 0 | 0 | 0 | 0 | 0 | 0 | 0 | 0 | 0 | 0 | 0 | 0 | 0 | 0 | 0 | 0 | 0 | 0 | 0 | 0 | 0 | 0 | 0
Wimbledon Grid South 3/4 | Storage/Batteries | Srg_BB001_3 | Batteries >= 5 MW | MW | HolisticTransition | 0 | 0 | 0 | 0 | 0 | 0 | 0 | 0 | 0 | 0 | 0 | 0 | 0 | 0 | 0 | 0 | 0 | 0 | 0 | 0 | 0 | 0 | 0 | 0 | 0 | 0 | 0
Wimbledon Grid South 3/4 | Storage/Batteries | Srg_BB001_3 | Batteries >= 5 MW | MW | FallingBehind | 0 | 0 | 0 | 0 | 0 | 0 | 0 | 0 | 0 | 0 | 0 | 0 | 0 | 0 | 0 | 0 | 0 | 0 | 0 | 0 | 0 | 0 | 0 | 0 | 0 | 0 | 0
Wimbledon Grid South 3/4 | Storage/Batteries | Srg_BB001_3 | Batteries >= 5 MW | MW | ElectricEngagement | 0 | 0 | 0 | 0 | 0 | 0 | 0 | 0 | 0 | 0 | 0 | 0 | 0 | 0 | 0 | 0 | 0 | 0 | 0 | 0 | 0 | 0 | 0 | 0 | 0 | 0 | 0
Wimbledon Grid South 3/4 | Storage/Batteries | Srg_BB001_3 | Batteries >= 5 MW | MW | HydrogenEvolution | 0 | 0 | 0 | 0 | 0 | 0 | 0 | 0 | 0 | 0 | 0 | 0 | 0 | 0 | 0 | 0 | 0 | 0 | 0 | 0 | 0 | 0 | 0 | 0 | 0 | 0 | 0
Beddington SGT | Storage/Batteries | Srg_BB001 | Batteries | MW | HolisticTransition | 0 | 0 | 0 | 0 | 0 | 0 | 0 | 0 | 0 | 0 | 0 | 12 | 12 | 12 | 12 | 12 | 12 | 12 | 12 | 12 | 12 | 12 | 12 | 12 | 12 | 12 | 12
Beddington SGT | Storage/Batteries | Srg_BB001 | Batteries | MW | FallingBehind | 0 | 12 | 12 | 12 | 12 | 12 | 12 | 12 | 12 | 12 | 12 | 12 | 12 | 12 | 12 | 12 | 12 | 12 | 12 | 12 | 12 | 12 | 12 | 12 | 12 | 12 | 12
Beddington SGT | Storage/Batteries | Srg_BB001 | Batteries | MW | ElectricEngagement | 0 | 0 | 0 | 0 | 0 | 0 | 0 | 0 | 0 | 0 | 0 | 12 | 12 | 12 | 12 | 12 | 12 | 12 | 12 | 12 | 12 | 12 | 12 | 12 | 12 | 12 | 12
Beddington SGT | Storage/Batteries | Srg_BB001 | Batteries | MW | HydrogenEvolution | 0 | 0 | 0 | 0 | 0 | 0 | 0 | 0 | 0 | 0 | 0 | 12 | 12 | 12 | 12 | 12 | 12 | 12 | 12 | 12 | 12 | 12 | 12 | 12 | 12 | 12 | 12
Bolney SGT | Storage/Batteries | Srg_BB001 | Batteries | MW | HolisticTransition | 50 | 185.9 | 185.9 | 185.9 | 235.8 | 285.8 | 548.8 | 548.8 | 548.8 | 548.8 | 548.8 | 647.75 | 647.75 | 647.75 | 647.75 | 647.75 | 647.75 | 647.75 | 647.75 | 647.75 | 647.75 | 647.75 | 647.75 | 647.75 | 647.75 | 531.959 | 520.098
Bolney SGT | Storage/Batteries | Srg_BB001 | Batteries | MW | FallingBehind | 50 | 142.95 | 148.95 | 148.95 | 284.85 | 334.85 | 334.85 | 384.75 | 384.75 | 647.75 | 647.75 | 647.75 | 647.75 | 647.75 | 647.75 | 647.75 | 647.75 | 647.75 | 647.75 | 647.75 | 647.75 | 647.75 | 647.75 | 647.75 | 647.75 | 516.435 | 503.859
Bolney SGT | Storage/Batteries | Srg_BB001 | Batteries | MW | ElectricEngagement | 50 | 185.9 | 185.9 | 185.9 | 235.8 | 285.8 | 548.8 | 548.8 | 548.8 | 548.8 | 548.8 | 647.75 | 647.75 | 647.75 | 647.75 | 647.75 | 647.75 | 647.75 | 607.964 | 593.395 | 579.727 | 570.471 | 566.418 | 566.418 | 566.418 | 563.394 | 561.882
Bolney SGT | Storage/Batteries | Srg_BB001 | Batteries | MW | HydrogenEvolution | 50 | 185.9 | 185.9 | 185.9 | 235.8 | 285.8 | 548.8 | 548.8 | 548.8 | 548.8 | 548.8 | 647.75 | 647.75 | 647.75 | 647.75 | 647.75 | 647.75 | 595.486 | 582.859 | 562.858 | 541.005 | 521.461 | 516.721 | 516.721 | 515.347 | 504.855 | 498.918
Canterbury SGT | Storage/Batteries | Srg_BB001 | Batteries | MW | HolisticTransition | 0 | 20.41 | 20.41 | 20.41 | 20.41 | 20.41 | 20.41 | 20.41 | 20.41 | 20.41 | 20.41 | 20.41 | 20.41 | 20.41 | 20.41 | 20.41 | 20.41 | 20.41 | 20.41 | 20.41 | 20.41 | 20.41 | 20.41 | 20.41 | 20.41 | 20.41 | 20.41
Canterbury SGT | Storage/Batteries | Srg_BB001 | Batteries | MW | FallingBehind | 0 | 0 | 0 | 0 | 20.41 | 20.41 | 20.41 | 20.41 | 20.41 | 20.41 | 20.41 | 20.41 | 20.41 | 20.41 | 20.41 | 20.41 | 20.41 | 20.41 | 20.41 | 20.41 | 20.41 | 20.41 | 20.41 | 20.41 | 20.41 | 20.41 | 20.41
Canterbury SGT | Storage/Batteries | Srg_BB001 | Batteries | MW | ElectricEngagement | 0 | 20.41 | 20.41 | 20.41 | 20.41 | 20.41 | 20.41 | 20.41 | 20.41 | 20.41 | 20.41 | 20.41 | 20.41 | 20.41 | 20.41 | 20.41 | 20.41 | 20.41 | 20.41 | 20.41 | 20.41 | 20.41 | 20.41 | 20.41 | 20.41 | 20.41 | 20.41
Canterbury SGT | Storage/Batteries | Srg_BB001 | Batteries | MW | HydrogenEvolution | 0 | 20.41 | 20.41 | 20.41 | 20.41 | 20.41 | 20.41 | 20.41 | 20.41 | 20.41 | 20.41 | 20.41 | 20.41 | 20.41 | 20.41 | 20.41 | 20.41 | 20.41 | 20.41 | 20.41 | 20.41 | 20.41 | 20.41 | 20.41 | 20.41 | 20.41 | 20.41
Chessington SGT 1 & SGT 4A | Storage/Batteries | Srg_BB001 | Batteries | MW | HolisticTransition | 0 | 0 | 0 | 0 | 0 | 98 | 98 | 98 | 98 | 98 | 98 | 128 | 128 | 128 | 128 | 128 | 128 | 128 | 128 | 128 | 128 | 128 | 128 | 128 | 128 | 86.706 | 82.476
Chessington SGT 1 & SGT 4A | Storage/Batteries | Srg_BB001 | Batteries | MW | FallingBehind | 0 | 30 | 30 | 30 | 30 | 30 | 30 | 30 | 128 | 128 | 128 | 128 | 128 | 128 | 128 | 128 | 128 | 128 | 128 | 128 | 128 | 128 | 128 | 128 | 128 | 81.17 | 76.685
Chessington SGT 1 & SGT 4A | Storage/Batteries | Srg_BB001 | Batteries | MW | ElectricEngagement | 0 | 0 | 0 | 0 | 0 | 98 | 98 | 98 | 98 | 98 | 98 | 128 | 128 | 128 | 128 | 128 | 128 | 128 | 113.812 | 108.616 | 103.741 | 100.44 | 98.995 | 98.995 | 98.995 | 97.917 | 97.377
Chessington SGT 1 & SGT 4A | Storage/Batteries | Srg_BB001 | Batteries | MW | HydrogenEvolution | 0 | 0 | 0 | 0 | 0 | 98 | 98 | 98 | 98 | 98 | 98 | 128 | 128 | 128 | 128 | 128 | 128 | 109.361 | 104.858 | 97.726 | 89.932 | 82.962 | 81.272 | 81.272 | 80.782 | 77.04 | 74.923
Chessington SGT 2 & SGT 4B | Storage/Batteries | Srg_BB001 | Batteries | MW | HolisticTransition | 0 | 0 | 0 | 0 | 0 | 0 | 0 | 0 | 0 | 0 | 0 | 0 | 0 | 0 | 0 | 0 | 0 | 0 | 0 | 0 | 0 | 0 | 0 | 0 | 0 | 0 | 0
Chessington SGT 2 & SGT 4B | Storage/Batteries | Srg_BB001 | Batteries | MW | FallingBehind | 0 | 0 | 0 | 0 | 0 | 0 | 0 | 0 | 0 | 0 | 0 | 0 | 0 | 0 | 0 | 0 | 0 | 0 | 0 | 0 | 0 | 0 | 0 | 0 | 0 | 0 | 0
Chessington SGT 2 & SGT 4B | Storage/Batteries | Srg_BB001 | Batteries | MW | ElectricEngagement | 0 | 0 | 0 | 0 | 0 | 0 | 0 | 0 | 0 | 0 | 0 | 0 | 0 | 0 | 0 | 0 | 0 | 0 | 0 | 0 | 0 | 0 | 0 | 0 | 0 | 0 | 0
Chessington SGT 2 & SGT 4B | Storage/Batteries | Srg_BB001 | Batteries | MW | HydrogenEvolution | 0 | 0 | 0 | 0 | 0 | 0 | 0 | 0 | 0 | 0 | 0 | 0 | 0 | 0 | 0 | 0 | 0 | 0 | 0 | 0 | 0 | 0 | 0 | 0 | 0 | 0 | 0
Kemsley SGT | Storage/Batteries | Srg_BB001 | Batteries | MW | HolisticTransition | 0 | 0 | 0 | 0 | 0 | 0 | 0 | 0 | 0 | 0 | 98 | 98 | 98 | 98 | 98 | 98 | 98 | 98 | 98 | 98 | 98 | 98 | 98 | 98 | 98 | 77.353 | 75.238
Kemsley SGT | Storage/Batteries | Srg_BB001 | Batteries | MW | FallingBehind | 0 | 0 | 0 | 0 | 0 | 0 | 0 | 0 | 0 | 0 | 98 | 98 | 98 | 98 | 98 | 98 | 98 | 98 | 98 | 98 | 98 | 98 | 98 | 98 | 98 | 74.585 | 72.343
Kemsley SGT | Storage/Batteries | Srg_BB001 | Batteries | MW | ElectricEngagement | 0 | 0 | 0 | 0 | 0 | 0 | 0 | 0 | 0 | 0 | 98 | 98 | 98 | 98 | 98 | 98 | 98 | 98 | 90.906 | 88.308 | 85.871 | 84.22 | 83.497 | 83.497 | 83.497 | 82.958 | 82.689
Kemsley SGT | Storage/Batteries | Srg_BB001 | Batteries | MW | HydrogenEvolution | 0 | 0 | 0 | 0 | 0 | 0 | 0 | 0 | 0 | 0 | 98 | 98 | 98 | 98 | 98 | 98 | 98 | 88.681 | 86.429 | 82.863 | 78.966 | 75.481 | 74.636 | 74.636 | 74.391 | 72.52 | 71.462
Kemsley SGT 3A | Storage/Batteries | Srg_BB001 | Batteries | MW | HolisticTransition | 0 | 0 | 0 | 0 | 0 | 0 | 0 | 0 | 0 | 0 | 0 | 0 | 0 | 0 | 0 | 0 | 0 | 0 | 0 | 0 | 0 | 0 | 0 | 0 | 0 | 0 | 0
Kemsley SGT 3A | Storage/Batteries | Srg_BB001 | Batteries | MW | FallingBehind | 0 | 0 | 0 | 0 | 0 | 0 | 0 | 0 | 0 | 0 | 0 | 0 | 0 | 0 | 0 | 0 | 0 | 0 | 0 | 0 | 0 | 0 | 0 | 0 | 0 | 0 | 0
Kemsley SGT 3A | Storage/Batteries | Srg_BB001 | Batteries | MW | ElectricEngagement | 0 | 0 | 0 | 0 | 0 | 0 | 0 | 0 | 0 | 0 | 0 | 0 | 0 | 0 | 0 | 0 | 0 | 0 | 0 | 0 | 0 | 0 | 0 | 0 | 0 | 0 | 0
Kemsley SGT 3A | Storage/Batteries | Srg_BB001 | Batteries | MW | HydrogenEvolution | 0 | 0 | 0 | 0 | 0 | 0 | 0 | 0 | 0 | 0 | 0 | 0 | 0 | 0 | 0 | 0 | 0 | 0 | 0 | 0 | 0 | 0 | 0 | 0 | 0 | 0 | 0
Kemsley SGT1 & 2 | Storage/Batteries | Srg_BB001 | Batteries | MW | HolisticTransition | 98 | 218 | 218 | 268 | 268 | 268 | 268 | 268 | 268 | 268 | 170 | 170 | 170 | 170 | 170 | 170 | 170 | 170 | 170 | 170 | 170 | 170 | 170 | 170 | 170 | 119.436 | 114.257
Kemsley SGT1 & 2 | Storage/Batteries | Srg_BB001 | Batteries | MW | FallingBehind | 98 | 98 | 98 | 98 | 218 | 218 | 268 | 268 | 268 | 268 | 170 | 170 | 170 | 170 | 170 | 170 | 170 | 170 | 170 | 170 | 170 | 170 | 170 | 170 | 170 | 112.657 | 107.166
Kemsley SGT1 & 2 | Storage/Batteries | Srg_BB001 | Batteries | MW | ElectricEngagement | 98 | 218 | 218 | 268 | 268 | 268 | 268 | 268 | 268 | 268 | 170 | 170 | 170 | 170 | 170 | 170 | 170 | 170 | 152.626 | 146.264 | 140.296 | 136.254 | 134.484 | 134.484 | 134.484 | 133.163 | 132.503
Kemsley SGT1 & 2 | Storage/Batteries | Srg_BB001 | Batteries | MW | HydrogenEvolution | 98 | 218 | 218 | 268 | 268 | 268 | 268 | 268 | 268 | 268 | 170 | 170 | 170 | 170 | 170 | 170 | 170 | 147.177 | 141.663 | 132.929 | 123.387 | 114.852 | 112.782 | 112.782 | 112.182 | 107.6 | 105.008
Kingsnorth SGT | Storage/Batteries | Srg_BB001 | Batteries | MW | HolisticTransition | 0 | 54.558 | 54.558 | 54.558 | 54.558 | 54.558 | 54.558 | 54.558 | 54.558 | 54.558 | 54.558 | 54.558 | 54.558 | 54.558 | 54.558 | 54.558 | 54.558 | 54.558 | 54.558 | 54.558 | 54.558 | 54.558 | 54.558 | 54.558 | 54.558 | 33.701 | 31.564
Kingsnorth SGT | Storage/Batteries | Srg_BB001 | Batteries | MW | FallingBehind | 0 | 0 | 0 | 0 | 54.558 | 54.558 | 54.558 | 54.558 | 54.558 | 54.558 | 54.558 | 54.558 | 54.558 | 54.558 | 54.558 | 54.558 | 54.558 | 54.558 | 54.558 | 54.558 | 54.558 | 54.558 | 54.558 | 54.558 | 54.558 | 30.904 | 28.639
Kingsnorth SGT | Storage/Batteries | Srg_BB001 | Batteries | MW | ElectricEngagement | 0 | 54.558 | 54.558 | 54.558 | 54.558 | 54.558 | 54.558 | 54.558 | 54.558 | 54.558 | 54.558 | 54.558 | 54.558 | 54.558 | 54.558 | 54.558 | 54.558 | 54.558 | 47.391 | 44.767 | 42.305 | 40.638 | 39.908 | 39.908 | 39.908 | 39.363 | 39.091
Kingsnorth SGT | Storage/Batteries | Srg_BB001 | Batteries | MW | HydrogenEvolution | 0 | 54.558 | 54.558 | 54.558 | 54.558 | 54.558 | 54.558 | 54.558 | 54.558 | 54.558 | 54.558 | 54.558 | 54.558 | 54.558 | 54.558 | 54.558 | 54.558 | 45.144 | 42.869 | 39.266 | 35.33 | 31.809 | 30.956 | 30.956 | 30.708 | 28.818 | 27.749
Laleham SGT | Storage/Batteries | Srg_BB001 | Batteries | MW | HolisticTransition | 0 | 0 | 0 | 0 | 0 | 0 | 0 | 0 | 0 | 0 | 0 | 0 | 0 | 0 | 0 | 0 | 0 | 0 | 0 | 0 | 0 | 0 | 0 | 0 | 0 | 0 | 0
Laleham SGT | Storage/Batteries | Srg_BB001 | Batteries | MW | FallingBehind | 0 | 0 | 0 | 0 | 0 | 0 | 0 | 0 | 0 | 0 | 0 | 0 | 0 | 0 | 0 | 0 | 0 | 0 | 0 | 0 | 0 | 0 | 0 | 0 | 0 | 0 | 0
Laleham SGT | Storage/Batteries | Srg_BB001 | Batteries | MW | ElectricEngagement | 0 | 0 | 0 | 0 | 0 | 0 | 0 | 0 | 0 | 0 | 0 | 0 | 0 | 0 | 0 | 0 | 0 | 0 | 0 | 0 | 0 | 0 | 0 | 0 | 0 | 0 | 0
Laleham SGT | Storage/Batteries | Srg_BB001 | Batteries | MW | HydrogenEvolution | 0 | 0 | 0 | 0 | 0 | 0 | 0 | 0 | 0 | 0 | 0 | 0 | 0 | 0 | 0 | 0 | 0 | 0 | 0 | 0 | 0 | 0 | 0 | 0 | 0 | 0 | 0
Little Horsted SGT | Storage/Batteries | Srg_BB001 | Batteries | MW | HolisticTransition | 0 | 0 | 0 | 99.9 | 99.9 | 99.9 | 99.9 | 99.9 | 99.9 | 99.9 | 99.9 | 105.4 | 105.4 | 105.4 | 105.4 | 105.4 | 105.4 | 105.4 | 105.4 | 105.4 | 105.4 | 105.4 | 105.4 | 105.4 | 105.4 | 63.306 | 58.994
Little Horsted SGT | Storage/Batteries | Srg_BB001 | Batteries | MW | FallingBehind | 0 | 5.5 | 5.5 | 5.5 | 5.5 | 105.4 | 105.4 | 105.4 | 105.4 | 105.4 | 105.4 | 105.4 | 105.4 | 105.4 | 105.4 | 105.4 | 105.4 | 105.4 | 105.4 | 105.4 | 105.4 | 105.4 | 105.4 | 105.4 | 105.4 | 57.662 | 53.09
Little Horsted SGT | Storage/Batteries | Srg_BB001 | Batteries | MW | ElectricEngagement | 0 | 0 | 0 | 99.9 | 99.9 | 99.9 | 99.9 | 99.9 | 99.9 | 99.9 | 99.9 | 105.4 | 105.4 | 105.4 | 105.4 | 105.4 | 105.4 | 105.4 | 90.936 | 85.64 | 80.671 | 77.306 | 75.833 | 75.833 | 75.833 | 74.733 | 74.184
Little Horsted SGT | Storage/Batteries | Srg_BB001 | Batteries | MW | HydrogenEvolution | 0 | 0 | 0 | 99.9 | 99.9 | 99.9 | 99.9 | 99.9 | 99.9 | 99.9 | 99.9 | 105.4 | 105.4 | 105.4 | 105.4 | 105.4 | 105.4 | 86.4 | 81.81 | 74.539 | 66.594 | 59.489 | 57.766 | 57.766 | 57.266 | 53.452 | 51.294
Littlebrook SGT | Storage/Batteries | Srg_BB001 | Batteries | MW | HolisticTransition | 16 | 16 | 16 | 16 | 16 | 16 | 16 | 316 | 316 | 316 | 316 | 316 | 316 | 316 | 316 | 316 | 316 | 316 | 316 | 316 | 316 | 316 | 316 | 316 | 316 | 312.629 | 312.284
Littlebrook SGT | Storage/Batteries | Srg_BB001 | Batteries | MW | FallingBehind | 16 | 16 | 16 | 16 | 16 | 16 | 16 | 16 | 16 | 16 | 316 | 316 | 316 | 316 | 316 | 316 | 316 | 316 | 316 | 316 | 316 | 316 | 316 | 316 | 316 | 312.177 | 311.811
Littlebrook SGT | Storage/Batteries | Srg_BB001 | Batteries | MW | ElectricEngagement | 16 | 16 | 16 | 16 | 16 | 16 | 16 | 316 | 316 | 316 | 316 | 316 | 316 | 316 | 316 | 316 | 316 | 316 | 314.842 | 314.418 | 314.02 | 313.75 | 313.632 | 313.632 | 313.632 | 313.544 | 313.5
Littlebrook SGT | Storage/Batteries | Srg_BB001 | Batteries | MW | HydrogenEvolution | 16 | 16 | 16 | 16 | 16 | 16 | 16 | 316 | 316 | 316 | 316 | 316 | 316 | 316 | 316 | 316 | 316 | 314.478 | 314.111 | 313.529 | 312.892 | 312.323 | 312.185 | 312.185 | 312.145 | 311.84 | 311.667
Ninfield SGT | Storage/Batteries | Srg_BB001 | Batteries | MW | HolisticTransition | 49.9 | 99.8 | 99.8 | 99.8 | 99.8 | 199.6 | 199.6 | 199.6 | 199.6 | 199.6 | 199.6 | 536.5 | 536.5 | 536.5 | 536.5 | 536.5 | 536.5 | 536.5 | 536.5 | 536.5 | 536.5 | 536.5 | 536.5 | 536.5 | 536.5 | 344.106 | 324.398
Ninfield SGT | Storage/Batteries | Srg_BB001 | Batteries | MW | FallingBehind | 49.9 | 386.8 | 386.8 | 386.8 | 436.7 | 536.5 | 536.5 | 536.5 | 536.5 | 536.5 | 536.5 | 536.5 | 536.5 | 536.5 | 536.5 | 536.5 | 536.5 | 536.5 | 536.5 | 536.5 | 536.5 | 536.5 | 536.5 | 536.5 | 536.5 | 318.311 | 297.415
Ninfield SGT | Storage/Batteries | Srg_BB001 | Batteries | MW | ElectricEngagement | 49.9 | 99.8 | 99.8 | 99.8 | 99.8 | 199.6 | 199.6 | 199.6 | 199.6 | 199.6 | 199.6 | 536.5 | 536.5 | 536.5 | 536.5 | 536.5 | 536.5 | 536.5 | 470.393 | 446.185 | 423.475 | 408.095 | 401.36 | 401.36 | 401.36 | 396.336 | 393.824
Ninfield SGT | Storage/Batteries | Srg_BB001 | Batteries | MW | HydrogenEvolution | 49.9 | 99.8 | 99.8 | 99.8 | 99.8 | 199.6 | 199.6 | 199.6 | 199.6 | 199.6 | 199.6 | 536.5 | 536.5 | 536.5 | 536.5 | 536.5 | 536.5 | 449.66 | 428.679 | 395.446 | 359.136 | 326.661 | 318.786 | 318.786 | 316.502 | 299.069 | 289.205
Northfleet SGT | Storage/Batteries | Srg_BB001 | Batteries | MW | HolisticTransition | 40.58 | 75.58 | 75.58 | 95.58 | 95.58 | 95.58 | 95.58 | 95.58 | 95.58 | 95.58 | 95.58 | 95.58 | 95.58 | 95.58 | 95.58 | 95.58 | 95.58 | 95.58 | 95.58 | 95.58 | 95.58 | 95.58 | 95.58 | 95.58 | 95.58 | 78.481 | 76.73
Northfleet SGT | Storage/Batteries | Srg_BB001 | Batteries | MW | FallingBehind | 40.58 | 40.58 | 40.58 | 40.58 | 75.58 | 75.58 | 95.58 | 95.58 | 95.58 | 95.58 | 95.58 | 95.58 | 95.58 | 95.58 | 95.58 | 95.58 | 95.58 | 95.58 | 95.58 | 95.58 | 95.58 | 95.58 | 95.58 | 95.58 | 95.58 | 76.189 | 74.331
Northfleet SGT | Storage/Batteries | Srg_BB001 | Batteries | MW | ElectricEngagement | 40.58 | 75.58 | 75.58 | 95.58 | 95.58 | 95.58 | 95.58 | 95.58 | 95.58 | 95.58 | 95.58 | 95.58 | 95.58 | 95.58 | 95.58 | 95.58 | 95.58 | 95.58 | 89.705 | 87.553 | 85.535 | 84.168 | 83.57 | 83.57 | 83.57 | 83.123 | 82.9
Northfleet SGT | Storage/Batteries | Srg_BB001 | Batteries | MW | HydrogenEvolution | 40.58 | 75.58 | 75.58 | 95.58 | 95.58 | 95.58 | 95.58 | 95.58 | 95.58 | 95.58 | 95.58 | 95.58 | 95.58 | 95.58 | 95.58 | 95.58 | 95.58 | 87.862 | 85.997 | 83.044 | 79.817 | 76.931 | 76.231 | 76.231 | 76.028 | 74.479 | 73.602
Sellindge SGT2 & 3 & Richborough SGT | Storage/Batteries | Srg_BB001 | Batteries | MW | HolisticTransition | 0 | 0 | 0 | 0 | 0 | 0 | 0 | 0 | 0 | 0 | 0 | 10 | 10 | 10 | 10 | 10 | 10 | 10 | 10 | 10 | 10 | 10 | 10 | 10 | 10 | 10 | 10
Sellindge SGT2 & 3 & Richborough SGT | Storage/Batteries | Srg_BB001 | Batteries | MW | FallingBehind | 0 | 10 | 10 | 10 | 10 | 10 | 10 | 10 | 10 | 10 | 10 | 10 | 10 | 10 | 10 | 10 | 10 | 10 | 10 | 10 | 10 | 10 | 10 | 10 | 10 | 10 | 10
Sellindge SGT2 & 3 & Richborough SGT | Storage/Batteries | Srg_BB001 | Batteries | MW | ElectricEngagement | 0 | 0 | 0 | 0 | 0 | 0 | 0 | 0 | 0 | 0 | 0 | 10 | 10 | 10 | 10 | 10 | 10 | 10 | 10 | 10 | 10 | 10 | 10 | 10 | 10 | 10 | 10
Sellindge SGT2 & 3 & Richborough SGT | Storage/Batteries | Srg_BB001 | Batteries | MW | HydrogenEvolution | 0 | 0 | 0 | 0 | 0 | 0 | 0 | 0 | 0 | 0 | 0 | 10 | 10 | 10 | 10 | 10 | 10 | 10 | 10 | 10 | 10 | 10 | 10 | 10 | 10 | 10 | 10
Sellindge SGT5A SGT6 | Storage/Batteries | Srg_BB001 | Batteries | MW | HolisticTransition | 0 | 0 | 0 | 0 | 0 | 0 | 0 | 0 | 0 | 0 | 0 | 0 | 0 | 0 | 0 | 0 | 0 | 0 | 0 | 0 | 0 | 0 | 0 | 0 | 0 | 0 | 0
Sellindge SGT5A SGT6 | Storage/Batteries | Srg_BB001 | Batteries | MW | FallingBehind | 0 | 0 | 0 | 0 | 0 | 0 | 0 | 0 | 0 | 0 | 0 | 0 | 0 | 0 | 0 | 0 | 0 | 0 | 0 | 0 | 0 | 0 | 0 | 0 | 0 | 0 | 0
Sellindge SGT5A SGT6 | Storage/Batteries | Srg_BB001 | Batteries | MW | ElectricEngagement | 0 | 0 | 0 | 0 | 0 | 0 | 0 | 0 | 0 | 0 | 0 | 0 | 0 | 0 | 0 | 0 | 0 | 0 | 0 | 0 | 0 | 0 | 0 | 0 | 0 | 0 | 0
Sellindge SGT5A SGT6 | Storage/Batteries | Srg_BB001 | Batteries | MW | HydrogenEvolution | 0 | 0 | 0 | 0 | 0 | 0 | 0 | 0 | 0 | 0 | 0 | 0 | 0 | 0 | 0 | 0 | 0 | 0 | 0 | 0 | 0 | 0 | 0 | 0 | 0 | 0 | 0
West Weybridge SGT | Storage/Batteries | Srg_BB001 | Batteries | MW | HolisticTransition | 15.4 | 15.4 | 15.4 | 15.4 | 15.4 | 15.4 | 15.4 | 15.4 | 15.4 | 15.4 | 15.4 | 15.6 | 15.6 | 15.6 | 15.6 | 15.6 | 15.6 | 15.6 | 15.6 | 15.6 | 15.6 | 15.6 | 15.6 | 15.6 | 15.6 | 11.639 | 11.233
West Weybridge SGT | Storage/Batteries | Srg_BB001 | Batteries | MW | FallingBehind | 15.4 | 15.6 | 15.6 | 15.6 | 15.6 | 15.6 | 15.6 | 15.6 | 15.6 | 15.6 | 15.6 | 15.6 | 15.6 | 15.6 | 15.6 | 15.6 | 15.6 | 15.6 | 15.6 | 15.6 | 15.6 | 15.6 | 15.6 | 15.6 | 15.6 | 11.108 | 10.678
West Weybridge SGT | Storage/Batteries | Srg_BB001 | Batteries | MW | ElectricEngagement | 15.4 | 15.4 | 15.4 | 15.4 | 15.4 | 15.4 | 15.4 | 15.4 | 15.4 | 15.4 | 15.4 | 15.6 | 15.6 | 15.6 | 15.6 | 15.6 | 15.6 | 15.6 | 14.239 | 13.741 | 13.273 | 12.957 | 12.818 | 12.818 | 12.818 | 12.714 | 12.663
West Weybridge SGT | Storage/Batteries | Srg_BB001 | Batteries | MW | HydrogenEvolution | 15.4 | 15.4 | 15.4 | 15.4 | 15.4 | 15.4 | 15.4 | 15.4 | 15.4 | 15.4 | 15.4 | 15.6 | 15.6 | 15.6 | 15.6 | 15.6 | 15.6 | 13.812 | 13.38 | 12.696 | 11.949 | 11.28 | 11.118 | 11.118 | 11.071 | 10.712 | 10.509
Beddington SGT | Storage/Batteries | Srg_BB001_1 | Batteries > 200 kW | MW | HolisticTransition | 0 | 0 | 0 | 0 | 0 | 0 | 0 | 0 | 0 | 0 | 0 | 0 | 0 | 0 | 0 | 0 | 0 | 0 | 0 | 0 | 0 | 0 | 0 | 0 | 0 | 0 | 0
Beddington SGT | Storage/Batteries | Srg_BB001_1 | Batteries > 200 kW | MW | FallingBehind | 0 | 0 | 0 | 0 | 0 | 0 | 0 | 0 | 0 | 0 | 0 | 0 | 0 | 0 | 0 | 0 | 0 | 0 | 0 | 0 | 0 | 0 | 0 | 0 | 0 | 0 | 0
Beddington SGT | Storage/Batteries | Srg_BB001_1 | Batteries > 200 kW | MW | ElectricEngagement | 0 | 0 | 0 | 0 | 0 | 0 | 0 | 0 | 0 | 0 | 0 | 0 | 0 | 0 | 0 | 0 | 0 | 0 | 0 | 0 | 0 | 0 | 0 | 0 | 0 | 0 | 0
Beddington SGT | Storage/Batteries | Srg_BB001_1 | Batteries > 200 kW | MW | HydrogenEvolution | 0 | 0 | 0 | 0 | 0 | 0 | 0 | 0 | 0 | 0 | 0 | 0 | 0 | 0 | 0 | 0 | 0 | 0 | 0 | 0 | 0 | 0 | 0 | 0 | 0 | 0 | 0
Bolney SGT | Storage/Batteries | Srg_BB001_1 | Batteries > 200 kW | MW | HolisticTransition | 0 | 0 | 0 | 0 | 0 | 0 | 0 | 0 | 0 | 0 | 0 | 0 | 0 | 0 | 0 | 0 | 0 | 0 | 0 | 0 | 0 | 0 | 0 | 0 | 0 | 0 | 0
Bolney SGT | Storage/Batteries | Srg_BB001_1 | Batteries > 200 kW | MW | FallingBehind | 0 | 0 | 0 | 0 | 0 | 0 | 0 | 0 | 0 | 0 | 0 | 0 | 0 | 0 | 0 | 0 | 0 | 0 | 0 | 0 | 0 | 0 | 0 | 0 | 0 | 0 | 0
Bolney SGT | Storage/Batteries | Srg_BB001_1 | Batteries > 200 kW | MW | ElectricEngagement | 0 | 0 | 0 | 0 | 0 | 0 | 0 | 0 | 0 | 0 | 0 | 0 | 0 | 0 | 0 | 0 | 0 | 0 | 0 | 0 | 0 | 0 | 0 | 0 | 0 | 0 | 0
Bolney SGT | Storage/Batteries | Srg_BB001_1 | Batteries > 200 kW | MW | HydrogenEvolution | 0 | 0 | 0 | 0 | 0 | 0 | 0 | 0 | 0 | 0 | 0 | 0 | 0 | 0 | 0 | 0 | 0 | 0 | 0 | 0 | 0 | 0 | 0 | 0 | 0 | 0 | 0
Canterbury SGT | Storage/Batteries | Srg_BB001_1 | Batteries > 200 kW | MW | HolisticTransition | 0 | 0 | 0 | 0 | 0 | 0 | 0 | 0 | 0 | 0 | 0 | 0 | 0 | 0 | 0 | 0 | 0 | 0 | 0 | 0 | 0 | 0 | 0 | 0 | 0 | 0 | 0
Canterbury SGT | Storage/Batteries | Srg_BB001_1 | Batteries > 200 kW | MW | FallingBehind | 0 | 0 | 0 | 0 | 0 | 0 | 0 | 0 | 0 | 0 | 0 | 0 | 0 | 0 | 0 | 0 | 0 | 0 | 0 | 0 | 0 | 0 | 0 | 0 | 0 | 0 | 0
Canterbury SGT | Storage/Batteries | Srg_BB001_1 | Batteries > 200 kW | MW | ElectricEngagement | 0 | 0 | 0 | 0 | 0 | 0 | 0 | 0 | 0 | 0 | 0 | 0 | 0 | 0 | 0 | 0 | 0 | 0 | 0 | 0 | 0 | 0 | 0 | 0 | 0 | 0 | 0
Canterbury SGT | Storage/Batteries | Srg_BB001_1 | Batteries > 200 kW | MW | HydrogenEvolution | 0 | 0 | 0 | 0 | 0 | 0 | 0 | 0 | 0 | 0 | 0 | 0 | 0 | 0 | 0 | 0 | 0 | 0 | 0 | 0 | 0 | 0 | 0 | 0 | 0 | 0 | 0
Chessington SGT 1 & SGT 4A | Storage/Batteries | Srg_BB001_1 | Batteries > 200 kW | MW | HolisticTransition | 0 | 0 | 0 | 0 | 0 | 0 | 0 | 0 | 0 | 0 | 0 | 0 | 0 | 0 | 0 | 0 | 0 | 0 | 0 | 0 | 0 | 0 | 0 | 0 | 0 | 0 | 0
Chessington SGT 1 & SGT 4A | Storage/Batteries | Srg_BB001_1 | Batteries > 200 kW | MW | FallingBehind | 0 | 0 | 0 | 0 | 0 | 0 | 0 | 0 | 0 | 0 | 0 | 0 | 0 | 0 | 0 | 0 | 0 | 0 | 0 | 0 | 0 | 0 | 0 | 0 | 0 | 0 | 0
Chessington SGT 1 & SGT 4A | Storage/Batteries | Srg_BB001_1 | Batteries > 200 kW | MW | ElectricEngagement | 0 | 0 | 0 | 0 | 0 | 0 | 0 | 0 | 0 | 0 | 0 | 0 | 0 | 0 | 0 | 0 | 0 | 0 | 0 | 0 | 0 | 0 | 0 | 0 | 0 | 0 | 0
Chessington SGT 1 & SGT 4A | Storage/Batteries | Srg_BB001_1 | Batteries > 200 kW | MW | HydrogenEvolution | 0 | 0 | 0 | 0 | 0 | 0 | 0 | 0 | 0 | 0 | 0 | 0 | 0 | 0 | 0 | 0 | 0 | 0 | 0 | 0 | 0 | 0 | 0 | 0 | 0 | 0 | 0
Chessington SGT 2 & SGT 4B | Storage/Batteries | Srg_BB001_1 | Batteries > 200 kW | MW | HolisticTransition | 0 | 0 | 0 | 0 | 0 | 0 | 0 | 0 | 0 | 0 | 0 | 0 | 0 | 0 | 0 | 0 | 0 | 0 | 0 | 0 | 0 | 0 | 0 | 0 | 0 | 0 | 0
Chessington SGT 2 & SGT 4B | Storage/Batteries | Srg_BB001_1 | Batteries > 200 kW | MW | FallingBehind | 0 | 0 | 0 | 0 | 0 | 0 | 0 | 0 | 0 | 0 | 0 | 0 | 0 | 0 | 0 | 0 | 0 | 0 | 0 | 0 | 0 | 0 | 0 | 0 | 0 | 0 | 0
Chessington SGT 2 & SGT 4B | Storage/Batteries | Srg_BB001_1 | Batteries > 200 kW | MW | ElectricEngagement | 0 | 0 | 0 | 0 | 0 | 0 | 0 | 0 | 0 | 0 | 0 | 0 | 0 | 0 | 0 | 0 | 0 | 0 | 0 | 0 | 0 | 0 | 0 | 0 | 0 | 0 | 0
Chessington SGT 2 & SGT 4B | Storage/Batteries | Srg_BB001_1 | Batteries > 200 kW | MW | HydrogenEvolution | 0 | 0 | 0 | 0 | 0 | 0 | 0 | 0 | 0 | 0 | 0 | 0 | 0 | 0 | 0 | 0 | 0 | 0 | 0 | 0 | 0 | 0 | 0 | 0 | 0 | 0 | 0
Kemsley SGT | Storage/Batteries | Srg_BB001_1 | Batteries > 200 kW | MW | HolisticTransition | 0 | 0 | 0 | 0 | 0 | 0 | 0 | 0 | 0 | 0 | 0 | 0 | 0 | 0 | 0 | 0 | 0 | 0 | 0 | 0 | 0 | 0 | 0 | 0 | 0 | 0 | 0
Kemsley SGT | Storage/Batteries | Srg_BB001_1 | Batteries > 200 kW | MW | FallingBehind | 0 | 0 | 0 | 0 | 0 | 0 | 0 | 0 | 0 | 0 | 0 | 0 | 0 | 0 | 0 | 0 | 0 | 0 | 0 | 0 | 0 | 0 | 0 | 0 | 0 | 0 | 0
Kemsley SGT | Storage/Batteries | Srg_BB001_1 | Batteries > 200 kW | MW | ElectricEngagement | 0 | 0 | 0 | 0 | 0 | 0 | 0 | 0 | 0 | 0 | 0 | 0 | 0 | 0 | 0 | 0 | 0 | 0 | 0 | 0 | 0 | 0 | 0 | 0 | 0 | 0 | 0
Kemsley SGT | Storage/Batteries | Srg_BB001_1 | Batteries > 200 kW | MW | HydrogenEvolution | 0 | 0 | 0 | 0 | 0 | 0 | 0 | 0 | 0 | 0 | 0 | 0 | 0 | 0 | 0 | 0 | 0 | 0 | 0 | 0 | 0 | 0 | 0 | 0 | 0 | 0 | 0
Kemsley SGT 3A | Storage/Batteries | Srg_BB001_1 | Batteries > 200 kW | MW | HolisticTransition | 0 | 0 | 0 | 0 | 0 | 0 | 0 | 0 | 0 | 0 | 0 | 0 | 0 | 0 | 0 | 0 | 0 | 0 | 0 | 0 | 0 | 0 | 0 | 0 | 0 | 0 | 0
Kemsley SGT 3A | Storage/Batteries | Srg_BB001_1 | Batteries > 200 kW | MW | FallingBehind | 0 | 0 | 0 | 0 | 0 | 0 | 0 | 0 | 0 | 0 | 0 | 0 | 0 | 0 | 0 | 0 | 0 | 0 | 0 | 0 | 0 | 0 | 0 | 0 | 0 | 0 | 0
Kemsley SGT 3A | Storage/Batteries | Srg_BB001_1 | Batteries > 200 kW | MW | ElectricEngagement | 0 | 0 | 0 | 0 | 0 | 0 | 0 | 0 | 0 | 0 | 0 | 0 | 0 | 0 | 0 | 0 | 0 | 0 | 0 | 0 | 0 | 0 | 0 | 0 | 0 | 0 | 0
Kemsley SGT 3A | Storage/Batteries | Srg_BB001_1 | Batteries > 200 kW | MW | HydrogenEvolution | 0 | 0 | 0 | 0 | 0 | 0 | 0 | 0 | 0 | 0 | 0 | 0 | 0 | 0 | 0 | 0 | 0 | 0 | 0 | 0 | 0 | 0 | 0 | 0 | 0 | 0 | 0
Kemsley SGT1 & 2 | Storage/Batteries | Srg_BB001_1 | Batteries > 200 kW | MW | HolisticTransition | 0 | 0 | 0 | 0 | 0 | 0 | 0 | 0 | 0 | 0 | 0 | 0 | 0 | 0 | 0 | 0 | 0 | 0 | 0 | 0 | 0 | 0 | 0 | 0 | 0 | 0 | 0
Kemsley SGT1 & 2 | Storage/Batteries | Srg_BB001_1 | Batteries > 200 kW | MW | FallingBehind | 0 | 0 | 0 | 0 | 0 | 0 | 0 | 0 | 0 | 0 | 0 | 0 | 0 | 0 | 0 | 0 | 0 | 0 | 0 | 0 | 0 | 0 | 0 | 0 | 0 | 0 | 0
Kemsley SGT1 & 2 | Storage/Batteries | Srg_BB001_1 | Batteries > 200 kW | MW | ElectricEngagement | 0 | 0 | 0 | 0 | 0 | 0 | 0 | 0 | 0 | 0 | 0 | 0 | 0 | 0 | 0 | 0 | 0 | 0 | 0 | 0 | 0 | 0 | 0 | 0 | 0 | 0 | 0
Kemsley SGT1 & 2 | Storage/Batteries | Srg_BB001_1 | Batteries > 200 kW | MW | HydrogenEvolution | 0 | 0 | 0 | 0 | 0 | 0 | 0 | 0 | 0 | 0 | 0 | 0 | 0 | 0 | 0 | 0 | 0 | 0 | 0 | 0 | 0 | 0 | 0 | 0 | 0 | 0 | 0
Kingsnorth SGT | Storage/Batteries | Srg_BB001_1 | Batteries > 200 kW | MW | HolisticTransition | 0 | 0 | 0 | 0 | 0 | 0 | 0 | 0 | 0 | 0 | 0 | 0 | 0 | 0 | 0 | 0 | 0 | 0 | 0 | 0 | 0 | 0 | 0 | 0 | 0 | 0 | 0
Kingsnorth SGT | Storage/Batteries | Srg_BB001_1 | Batteries > 200 kW | MW | FallingBehind | 0 | 0 | 0 | 0 | 0 | 0 | 0 | 0 | 0 | 0 | 0 | 0 | 0 | 0 | 0 | 0 | 0 | 0 | 0 | 0 | 0 | 0 | 0 | 0 | 0 | 0 | 0
Kingsnorth SGT | Storage/Batteries | Srg_BB001_1 | Batteries > 200 kW | MW | ElectricEngagement | 0 | 0 | 0 | 0 | 0 | 0 | 0 | 0 | 0 | 0 | 0 | 0 | 0 | 0 | 0 | 0 | 0 | 0 | 0 | 0 | 0 | 0 | 0 | 0 | 0 | 0 | 0
Kingsnorth SGT | Storage/Batteries | Srg_BB001_1 | Batteries > 200 kW | MW | HydrogenEvolution | 0 | 0 | 0 | 0 | 0 | 0 | 0 | 0 | 0 | 0 | 0 | 0 | 0 | 0 | 0 | 0 | 0 | 0 | 0 | 0 | 0 | 0 | 0 | 0 | 0 | 0 | 0
Laleham SGT | Storage/Batteries | Srg_BB001_1 | Batteries > 200 kW | MW | HolisticTransition | 0 | 0 | 0 | 0 | 0 | 0 | 0 | 0 | 0 | 0 | 0 | 0 | 0 | 0 | 0 | 0 | 0 | 0 | 0 | 0 | 0 | 0 | 0 | 0 | 0 | 0 | 0
Laleham SGT | Storage/Batteries | Srg_BB001_1 | Batteries > 200 kW | MW | FallingBehind | 0 | 0 | 0 | 0 | 0 | 0 | 0 | 0 | 0 | 0 | 0 | 0 | 0 | 0 | 0 | 0 | 0 | 0 | 0 | 0 | 0 | 0 | 0 | 0 | 0 | 0 | 0
Laleham SGT | Storage/Batteries | Srg_BB001_1 | Batteries > 200 kW | MW | ElectricEngagement | 0 | 0 | 0 | 0 | 0 | 0 | 0 | 0 | 0 | 0 | 0 | 0 | 0 | 0 | 0 | 0 | 0 | 0 | 0 | 0 | 0 | 0 | 0 | 0 | 0 | 0 | 0
Laleham SGT | Storage/Batteries | Srg_BB001_1 | Batteries > 200 kW | MW | HydrogenEvolution | 0 | 0 | 0 | 0 | 0 | 0 | 0 | 0 | 0 | 0 | 0 | 0 | 0 | 0 | 0 | 0 | 0 | 0 | 0 | 0 | 0 | 0 | 0 | 0 | 0 | 0 | 0
Little Horsted SGT | Storage/Batteries | Srg_BB001_1 | Batteries > 200 kW | MW | HolisticTransition | 0 | 0 | 0 | 0 | 0 | 0 | 0 | 0 | 0 | 0 | 0 | 0 | 0 | 0 | 0 | 0 | 0 | 0 | 0 | 0 | 0 | 0 | 0 | 0 | 0 | 0 | 0
Little Horsted SGT | Storage/Batteries | Srg_BB001_1 | Batteries > 200 kW | MW | FallingBehind | 0 | 0 | 0 | 0 | 0 | 0 | 0 | 0 | 0 | 0 | 0 | 0 | 0 | 0 | 0 | 0 | 0 | 0 | 0 | 0 | 0 | 0 | 0 | 0 | 0 | 0 | 0
Little Horsted SGT | Storage/Batteries | Srg_BB001_1 | Batteries > 200 kW | MW | ElectricEngagement | 0 | 0 | 0 | 0 | 0 | 0 | 0 | 0 | 0 | 0 | 0 | 0 | 0 | 0 | 0 | 0 | 0 | 0 | 0 | 0 | 0 | 0 | 0 | 0 | 0 | 0 | 0
Little Horsted SGT | Storage/Batteries | Srg_BB001_1 | Batteries > 200 kW | MW | HydrogenEvolution | 0 | 0 | 0 | 0 | 0 | 0 | 0 | 0 | 0 | 0 | 0 | 0 | 0 | 0 | 0 | 0 | 0 | 0 | 0 | 0 | 0 | 0 | 0 | 0 | 0 | 0 | 0
Littlebrook SGT | Storage/Batteries | Srg_BB001_1 | Batteries > 200 kW | MW | HolisticTransition | 0 | 0 | 0 | 0 | 0 | 0 | 0 | 0 | 0 | 0 | 0 | 0 | 0 | 0 | 0 | 0 | 0 | 0 | 0 | 0 | 0 | 0 | 0 | 0 | 0 | 0 | 0
Littlebrook SGT | Storage/Batteries | Srg_BB001_1 | Batteries > 200 kW | MW | FallingBehind | 0 | 0 | 0 | 0 | 0 | 0 | 0 | 0 | 0 | 0 | 0 | 0 | 0 | 0 | 0 | 0 | 0 | 0 | 0 | 0 | 0 | 0 | 0 | 0 | 0 | 0 | 0
Littlebrook SGT | Storage/Batteries | Srg_BB001_1 | Batteries > 200 kW | MW | ElectricEngagement | 0 | 0 | 0 | 0 | 0 | 0 | 0 | 0 | 0 | 0 | 0 | 0 | 0 | 0 | 0 | 0 | 0 | 0 | 0 | 0 | 0 | 0 | 0 | 0 | 0 | 0 | 0
Littlebrook SGT | Storage/Batteries | Srg_BB001_1 | Batteries > 200 kW | MW | HydrogenEvolution | 0 | 0 | 0 | 0 | 0 | 0 | 0 | 0 | 0 | 0 | 0 | 0 | 0 | 0 | 0 | 0 | 0 | 0 | 0 | 0 | 0 | 0 | 0 | 0 | 0 | 0 | 0
Ninfield SGT | Storage/Batteries | Srg_BB001_1 | Batteries > 200 kW | MW | HolisticTransition | 0 | 0 | 0 | 0 | 0 | 0 | 0 | 0 | 0 | 0 | 0 | 0 | 0 | 0 | 0 | 0 | 0 | 0 | 0 | 0 | 0 | 0 | 0 | 0 | 0 | 0 | 0
Ninfield SGT | Storage/Batteries | Srg_BB001_1 | Batteries > 200 kW | MW | FallingBehind | 0 | 0 | 0 | 0 | 0 | 0 | 0 | 0 | 0 | 0 | 0 | 0 | 0 | 0 | 0 | 0 | 0 | 0 | 0 | 0 | 0 | 0 | 0 | 0 | 0 | 0 | 0
Ninfield SGT | Storage/Batteries | Srg_BB001_1 | Batteries > 200 kW | MW | ElectricEngagement | 0 | 0 | 0 | 0 | 0 | 0 | 0 | 0 | 0 | 0 | 0 | 0 | 0 | 0 | 0 | 0 | 0 | 0 | 0 | 0 | 0 | 0 | 0 | 0 | 0 | 0 | 0
Ninfield SGT | Storage/Batteries | Srg_BB001_1 | Batteries > 200 kW | MW | HydrogenEvolution | 0 | 0 | 0 | 0 | 0 | 0 | 0 | 0 | 0 | 0 | 0 | 0 | 0 | 0 | 0 | 0 | 0 | 0 | 0 | 0 | 0 | 0 | 0 | 0 | 0 | 0 | 0
Northfleet SGT | Storage/Batteries | Srg_BB001_1 | Batteries > 200 kW | MW | HolisticTransition | 0 | 0 | 0 | 0 | 0 | 0 | 0 | 0 | 0 | 0 | 0 | 0 | 0 | 0 | 0 | 0 | 0 | 0 | 0 | 0 | 0 | 0 | 0 | 0 | 0 | 0 | 0
Northfleet SGT | Storage/Batteries | Srg_BB001_1 | Batteries > 200 kW | MW | FallingBehind | 0 | 0 | 0 | 0 | 0 | 0 | 0 | 0 | 0 | 0 | 0 | 0 | 0 | 0 | 0 | 0 | 0 | 0 | 0 | 0 | 0 | 0 | 0 | 0 | 0 | 0 | 0
Northfleet SGT | Storage/Batteries | Srg_BB001_1 | Batteries > 200 kW | MW | ElectricEngagement | 0 | 0 | 0 | 0 | 0 | 0 | 0 | 0 | 0 | 0 | 0 | 0 | 0 | 0 | 0 | 0 | 0 | 0 | 0 | 0 | 0 | 0 | 0 | 0 | 0 | 0 | 0
Northfleet SGT | Storage/Batteries | Srg_BB001_1 | Batteries > 200 kW | MW | HydrogenEvolution | 0 | 0 | 0 | 0 | 0 | 0 | 0 | 0 | 0 | 0 | 0 | 0 | 0 | 0 | 0 | 0 | 0 | 0 | 0 | 0 | 0 | 0 | 0 | 0 | 0 | 0 | 0
Sellindge SGT2 & 3 & Richborough SGT | Storage/Batteries | Srg_BB001_1 | Batteries > 200 kW | MW | HolisticTransition | 0 | 0 | 0 | 0 | 0 | 0 | 0 | 0 | 0 | 0 | 0 | 0 | 0 | 0 | 0 | 0 | 0 | 0 | 0 | 0 | 0 | 0 | 0 | 0 | 0 | 0 | 0
Sellindge SGT2 & 3 & Richborough SGT | Storage/Batteries | Srg_BB001_1 | Batteries > 200 kW | MW | FallingBehind | 0 | 0 | 0 | 0 | 0 | 0 | 0 | 0 | 0 | 0 | 0 | 0 | 0 | 0 | 0 | 0 | 0 | 0 | 0 | 0 | 0 | 0 | 0 | 0 | 0 | 0 | 0
Sellindge SGT2 & 3 & Richborough SGT | Storage/Batteries | Srg_BB001_1 | Batteries > 200 kW | MW | ElectricEngagement | 0 | 0 | 0 | 0 | 0 | 0 | 0 | 0 | 0 | 0 | 0 | 0 | 0 | 0 | 0 | 0 | 0 | 0 | 0 | 0 | 0 | 0 | 0 | 0 | 0 | 0 | 0
Sellindge SGT2 & 3 & Richborough SGT | Storage/Batteries | Srg_BB001_1 | Batteries > 200 kW | MW | HydrogenEvolution | 0 | 0 | 0 | 0 | 0 | 0 | 0 | 0 | 0 | 0 | 0 | 0 | 0 | 0 | 0 | 0 | 0 | 0 | 0 | 0 | 0 | 0 | 0 | 0 | 0 | 0 | 0
Sellindge SGT5A SGT6 | Storage/Batteries | Srg_BB001_1 | Batteries > 200 kW | MW | HolisticTransition | 0 | 0 | 0 | 0 | 0 | 0 | 0 | 0 | 0 | 0 | 0 | 0 | 0 | 0 | 0 | 0 | 0 | 0 | 0 | 0 | 0 | 0 | 0 | 0 | 0 | 0 | 0
Sellindge SGT5A SGT6 | Storage/Batteries | Srg_BB001_1 | Batteries > 200 kW | MW | FallingBehind | 0 | 0 | 0 | 0 | 0 | 0 | 0 | 0 | 0 | 0 | 0 | 0 | 0 | 0 | 0 | 0 | 0 | 0 | 0 | 0 | 0 | 0 | 0 | 0 | 0 | 0 | 0
Sellindge SGT5A SGT6 | Storage/Batteries | Srg_BB001_1 | Batteries > 200 kW | MW | ElectricEngagement | 0 | 0 | 0 | 0 | 0 | 0 | 0 | 0 | 0 | 0 | 0 | 0 | 0 | 0 | 0 | 0 | 0 | 0 | 0 | 0 | 0 | 0 | 0 | 0 | 0 | 0 | 0
Sellindge SGT5A SGT6 | Storage/Batteries | Srg_BB001_1 | Batteries > 200 kW | MW | HydrogenEvolution | 0 | 0 | 0 | 0 | 0 | 0 | 0 | 0 | 0 | 0 | 0 | 0 | 0 | 0 | 0 | 0 | 0 | 0 | 0 | 0 | 0 | 0 | 0 | 0 | 0 | 0 | 0
West Weybridge SGT | Storage/Batteries | Srg_BB001_1 | Batteries > 200 kW | MW | HolisticTransition | 0 | 0 | 0 | 0 | 0 | 0 | 0 | 0 | 0 | 0 | 0 | 0.2 | 0.2 | 0.2 | 0.2 | 0.2 | 0.2 | 0.2 | 0.2 | 0.2 | 0.2 | 0.2 | 0.2 | 0.2 | 0.2 | 0.2 | 0.2
West Weybridge SGT | Storage/Batteries | Srg_BB001_1 | Batteries > 200 kW | MW | FallingBehind | 0 | 0.2 | 0.2 | 0.2 | 0.2 | 0.2 | 0.2 | 0.2 | 0.2 | 0.2 | 0.2 | 0.2 | 0.2 | 0.2 | 0.2 | 0.2 | 0.2 | 0.2 | 0.2 | 0.2 | 0.2 | 0.2 | 0.2 | 0.2 | 0.2 | 0.2 | 0.2
West Weybridge SGT | Storage/Batteries | Srg_BB001_1 | Batteries > 200 kW | MW | ElectricEngagement | 0 | 0 | 0 | 0 | 0 | 0 | 0 | 0 | 0 | 0 | 0 | 0.2 | 0.2 | 0.2 | 0.2 | 0.2 | 0.2 | 0.2 | 0.2 | 0.2 | 0.2 | 0.2 | 0.2 | 0.2 | 0.2 | 0.2 | 0.2
West Weybridge SGT | Storage/Batteries | Srg_BB001_1 | Batteries > 200 kW | MW | HydrogenEvolution | 0 | 0 | 0 | 0 | 0 | 0 | 0 | 0 | 0 | 0 | 0 | 0.2 | 0.2 | 0.2 | 0.2 | 0.2 | 0.2 | 0.2 | 0.2 | 0.2 | 0.2 | 0.2 | 0.2 | 0.2 | 0.2 | 0.2 | 0.2
Beddington SGT | Storage/Batteries | Srg_BB001_2 | Batteries >= 1 MW and <5 MW | MW | HolisticTransition | 0 | 0 | 0 | 0 | 0 | 0 | 0 | 0 | 0 | 0 | 0 | 0 | 0 | 0 | 0 | 0 | 0 | 0 | 0 | 0 | 0 | 0 | 0 | 0 | 0 | 0 | 0
Beddington SGT | Storage/Batteries | Srg_BB001_2 | Batteries >= 1 MW and <5 MW | MW | FallingBehind | 0 | 0 | 0 | 0 | 0 | 0 | 0 | 0 | 0 | 0 | 0 | 0 | 0 | 0 | 0 | 0 | 0 | 0 | 0 | 0 | 0 | 0 | 0 | 0 | 0 | 0 | 0
Beddington SGT | Storage/Batteries | Srg_BB001_2 | Batteries >= 1 MW and <5 MW | MW | ElectricEngagement | 0 | 0 | 0 | 0 | 0 | 0 | 0 | 0 | 0 | 0 | 0 | 0 | 0 | 0 | 0 | 0 | 0 | 0 | 0 | 0 | 0 | 0 | 0 | 0 | 0 | 0 | 0
Beddington SGT | Storage/Batteries | Srg_BB001_2 | Batteries >= 1 MW and <5 MW | MW | HydrogenEvolution | 0 | 0 | 0 | 0 | 0 | 0 | 0 | 0 | 0 | 0 | 0 | 0 | 0 | 0 | 0 | 0 | 0 | 0 | 0 | 0 | 0 | 0 | 0 | 0 | 0 | 0 | 0
Bolney SGT | Storage/Batteries | Srg_BB001_2 | Batteries >= 1 MW and <5 MW | MW | HolisticTransition | 0 | 0 | 0 | 0 | 0 | 0 | 0 | 0 | 0 | 0 | 0 | 0 | 0 | 0 | 0 | 0 | 0 | 0 | 0 | 0 | 0 | 0 | 0 | 0 | 0 | 0 | 0
Bolney SGT | Storage/Batteries | Srg_BB001_2 | Batteries >= 1 MW and <5 MW | MW | FallingBehind | 0 | 0 | 0 | 0 | 0 | 0 | 0 | 0 | 0 | 0 | 0 | 0 | 0 | 0 | 0 | 0 | 0 | 0 | 0 | 0 | 0 | 0 | 0 | 0 | 0 | 0 | 0
Bolney SGT | Storage/Batteries | Srg_BB001_2 | Batteries >= 1 MW and <5 MW | MW | ElectricEngagement | 0 | 0 | 0 | 0 | 0 | 0 | 0 | 0 | 0 | 0 | 0 | 0 | 0 | 0 | 0 | 0 | 0 | 0 | 0 | 0 | 0 | 0 | 0 | 0 | 0 | 0 | 0
Bolney SGT | Storage/Batteries | Srg_BB001_2 | Batteries >= 1 MW and <5 MW | MW | HydrogenEvolution | 0 | 0 | 0 | 0 | 0 | 0 | 0 | 0 | 0 | 0 | 0 | 0 | 0 | 0 | 0 | 0 | 0 | 0 | 0 | 0 | 0 | 0 | 0 | 0 | 0 | 0 | 0
Canterbury SGT | Storage/Batteries | Srg_BB001_2 | Batteries >= 1 MW and <5 MW | MW | HolisticTransition | 0 | 0 | 0 | 0 | 0 | 0 | 0 | 0 | 0 | 0 | 0 | 0 | 0 | 0 | 0 | 0 | 0 | 0 | 0 | 0 | 0 | 0 | 0 | 0 | 0 | 0 | 0
Canterbury SGT | Storage/Batteries | Srg_BB001_2 | Batteries >= 1 MW and <5 MW | MW | FallingBehind | 0 | 0 | 0 | 0 | 0 | 0 | 0 | 0 | 0 | 0 | 0 | 0 | 0 | 0 | 0 | 0 | 0 | 0 | 0 | 0 | 0 | 0 | 0 | 0 | 0 | 0 | 0
Canterbury SGT | Storage/Batteries | Srg_BB001_2 | Batteries >= 1 MW and <5 MW | MW | ElectricEngagement | 0 | 0 | 0 | 0 | 0 | 0 | 0 | 0 | 0 | 0 | 0 | 0 | 0 | 0 | 0 | 0 | 0 | 0 | 0 | 0 | 0 | 0 | 0 | 0 | 0 | 0 | 0
Canterbury SGT | Storage/Batteries | Srg_BB001_2 | Batteries >= 1 MW and <5 MW | MW | HydrogenEvolution | 0 | 0 | 0 | 0 | 0 | 0 | 0 | 0 | 0 | 0 | 0 | 0 | 0 | 0 | 0 | 0 | 0 | 0 | 0 | 0 | 0 | 0 | 0 | 0 | 0 | 0 | 0
Chessington SGT 1 & SGT 4A | Storage/Batteries | Srg_BB001_2 | Batteries >= 1 MW and <5 MW | MW | HolisticTransition | 0 | 0 | 0 | 0 | 0 | 0 | 0 | 0 | 0 | 0 | 0 | 0 | 0 | 0 | 0 | 0 | 0 | 0 | 0 | 0 | 0 | 0 | 0 | 0 | 0 | 0 | 0
Chessington SGT 1 & SGT 4A | Storage/Batteries | Srg_BB001_2 | Batteries >= 1 MW and <5 MW | MW | FallingBehind | 0 | 0 | 0 | 0 | 0 | 0 | 0 | 0 | 0 | 0 | 0 | 0 | 0 | 0 | 0 | 0 | 0 | 0 | 0 | 0 | 0 | 0 | 0 | 0 | 0 | 0 | 0
Chessington SGT 1 & SGT 4A | Storage/Batteries | Srg_BB001_2 | Batteries >= 1 MW and <5 MW | MW | ElectricEngagement | 0 | 0 | 0 | 0 | 0 | 0 | 0 | 0 | 0 | 0 | 0 | 0 | 0 | 0 | 0 | 0 | 0 | 0 | 0 | 0 | 0 | 0 | 0 | 0 | 0 | 0 | 0
Chessington SGT 1 & SGT 4A | Storage/Batteries | Srg_BB001_2 | Batteries >= 1 MW and <5 MW | MW | HydrogenEvolution | 0 | 0 | 0 | 0 | 0 | 0 | 0 | 0 | 0 | 0 | 0 | 0 | 0 | 0 | 0 | 0 | 0 | 0 | 0 | 0 | 0 | 0 | 0 | 0 | 0 | 0 | 0
Chessington SGT 2 & SGT 4B | Storage/Batteries | Srg_BB001_2 | Batteries >= 1 MW and <5 MW | MW | HolisticTransition | 0 | 0 | 0 | 0 | 0 | 0 | 0 | 0 | 0 | 0 | 0 | 0 | 0 | 0 | 0 | 0 | 0 | 0 | 0 | 0 | 0 | 0 | 0 | 0 | 0 | 0 | 0
Chessington SGT 2 & SGT 4B | Storage/Batteries | Srg_BB001_2 | Batteries >= 1 MW and <5 MW | MW | FallingBehind | 0 | 0 | 0 | 0 | 0 | 0 | 0 | 0 | 0 | 0 | 0 | 0 | 0 | 0 | 0 | 0 | 0 | 0 | 0 | 0 | 0 | 0 | 0 | 0 | 0 | 0 | 0
Chessington SGT 2 & SGT 4B | Storage/Batteries | Srg_BB001_2 | Batteries >= 1 MW and <5 MW | MW | ElectricEngagement | 0 | 0 | 0 | 0 | 0 | 0 | 0 | 0 | 0 | 0 | 0 | 0 | 0 | 0 | 0 | 0 | 0 | 0 | 0 | 0 | 0 | 0 | 0 | 0 | 0 | 0 | 0
Chessington SGT 2 & SGT 4B | Storage/Batteries | Srg_BB001_2 | Batteries >= 1 MW and <5 MW | MW | HydrogenEvolution | 0 | 0 | 0 | 0 | 0 | 0 | 0 | 0 | 0 | 0 | 0 | 0 | 0 | 0 | 0 | 0 | 0 | 0 | 0 | 0 | 0 | 0 | 0 | 0 | 0 | 0 | 0
Kemsley SGT | Storage/Batteries | Srg_BB001_2 | Batteries >= 1 MW and <5 MW | MW | HolisticTransition | 0 | 0 | 0 | 0 | 0 | 0 | 0 | 0 | 0 | 0 | 0 | 0 | 0 | 0 | 0 | 0 | 0 | 0 | 0 | 0 | 0 | 0 | 0 | 0 | 0 | 0 | 0
Kemsley SGT | Storage/Batteries | Srg_BB001_2 | Batteries >= 1 MW and <5 MW | MW | FallingBehind | 0 | 0 | 0 | 0 | 0 | 0 | 0 | 0 | 0 | 0 | 0 | 0 | 0 | 0 | 0 | 0 | 0 | 0 | 0 | 0 | 0 | 0 | 0 | 0 | 0 | 0 | 0
Kemsley SGT | Storage/Batteries | Srg_BB001_2 | Batteries >= 1 MW and <5 MW | MW | ElectricEngagement | 0 | 0 | 0 | 0 | 0 | 0 | 0 | 0 | 0 | 0 | 0 | 0 | 0 | 0 | 0 | 0 | 0 | 0 | 0 | 0 | 0 | 0 | 0 | 0 | 0 | 0 | 0
Kemsley SGT | Storage/Batteries | Srg_BB001_2 | Batteries >= 1 MW and <5 MW | MW | HydrogenEvolution | 0 | 0 | 0 | 0 | 0 | 0 | 0 | 0 | 0 | 0 | 0 | 0 | 0 | 0 | 0 | 0 | 0 | 0 | 0 | 0 | 0 | 0 | 0 | 0 | 0 | 0 | 0
Kemsley SGT 3A | Storage/Batteries | Srg_BB001_2 | Batteries >= 1 MW and <5 MW | MW | HolisticTransition | 0 | 0 | 0 | 0 | 0 | 0 | 0 | 0 | 0 | 0 | 0 | 0 | 0 | 0 | 0 | 0 | 0 | 0 | 0 | 0 | 0 | 0 | 0 | 0 | 0 | 0 | 0
Kemsley SGT 3A | Storage/Batteries | Srg_BB001_2 | Batteries >= 1 MW and <5 MW | MW | FallingBehind | 0 | 0 | 0 | 0 | 0 | 0 | 0 | 0 | 0 | 0 | 0 | 0 | 0 | 0 | 0 | 0 | 0 | 0 | 0 | 0 | 0 | 0 | 0 | 0 | 0 | 0 | 0
Kemsley SGT 3A | Storage/Batteries | Srg_BB001_2 | Batteries >= 1 MW and <5 MW | MW | ElectricEngagement | 0 | 0 | 0 | 0 | 0 | 0 | 0 | 0 | 0 | 0 | 0 | 0 | 0 | 0 | 0 | 0 | 0 | 0 | 0 | 0 | 0 | 0 | 0 | 0 | 0 | 0 | 0
Kemsley SGT 3A | Storage/Batteries | Srg_BB001_2 | Batteries >= 1 MW and <5 MW | MW | HydrogenEvolution | 0 | 0 | 0 | 0 | 0 | 0 | 0 | 0 | 0 | 0 | 0 | 0 | 0 | 0 | 0 | 0 | 0 | 0 | 0 | 0 | 0 | 0 | 0 | 0 | 0 | 0 | 0
Kemsley SGT1 & 2 | Storage/Batteries | Srg_BB001_2 | Batteries >= 1 MW and <5 MW | MW | HolisticTransition | 0 | 0 | 0 | 0 | 0 | 0 | 0 | 0 | 0 | 0 | 0 | 0 | 0 | 0 | 0 | 0 | 0 | 0 | 0 | 0 | 0 | 0 | 0 | 0 | 0 | 0 | 0
Kemsley SGT1 & 2 | Storage/Batteries | Srg_BB001_2 | Batteries >= 1 MW and <5 MW | MW | FallingBehind | 0 | 0 | 0 | 0 | 0 | 0 | 0 | 0 | 0 | 0 | 0 | 0 | 0 | 0 | 0 | 0 | 0 | 0 | 0 | 0 | 0 | 0 | 0 | 0 | 0 | 0 | 0
Kemsley SGT1 & 2 | Storage/Batteries | Srg_BB001_2 | Batteries >= 1 MW and <5 MW | MW | ElectricEngagement | 0 | 0 | 0 | 0 | 0 | 0 | 0 | 0 | 0 | 0 | 0 | 0 | 0 | 0 | 0 | 0 | 0 | 0 | 0 | 0 | 0 | 0 | 0 | 0 | 0 | 0 | 0
Kemsley SGT1 & 2 | Storage/Batteries | Srg_BB001_2 | Batteries >= 1 MW and <5 MW | MW | HydrogenEvolution | 0 | 0 | 0 | 0 | 0 | 0 | 0 | 0 | 0 | 0 | 0 | 0 | 0 | 0 | 0 | 0 | 0 | 0 | 0 | 0 | 0 | 0 | 0 | 0 | 0 | 0 | 0
Kingsnorth SGT | Storage/Batteries | Srg_BB001_2 | Batteries >= 1 MW and <5 MW | MW | HolisticTransition | 0 | 0 | 0 | 0 | 0 | 0 | 0 | 0 | 0 | 0 | 0 | 0 | 0 | 0 | 0 | 0 | 0 | 0 | 0 | 0 | 0 | 0 | 0 | 0 | 0 | 0 | 0
Kingsnorth SGT | Storage/Batteries | Srg_BB001_2 | Batteries >= 1 MW and <5 MW | MW | FallingBehind | 0 | 0 | 0 | 0 | 0 | 0 | 0 | 0 | 0 | 0 | 0 | 0 | 0 | 0 | 0 | 0 | 0 | 0 | 0 | 0 | 0 | 0 | 0 | 0 | 0 | 0 | 0
Kingsnorth SGT | Storage/Batteries | Srg_BB001_2 | Batteries >= 1 MW and <5 MW | MW | ElectricEngagement | 0 | 0 | 0 | 0 | 0 | 0 | 0 | 0 | 0 | 0 | 0 | 0 | 0 | 0 | 0 | 0 | 0 | 0 | 0 | 0 | 0 | 0 | 0 | 0 | 0 | 0 | 0
Kingsnorth SGT | Storage/Batteries | Srg_BB001_2 | Batteries >= 1 MW and <5 MW | MW | HydrogenEvolution | 0 | 0 | 0 | 0 | 0 | 0 | 0 | 0 | 0 | 0 | 0 | 0 | 0 | 0 | 0 | 0 | 0 | 0 | 0 | 0 | 0 | 0 | 0 | 0 | 0 | 0 | 0
Laleham SGT | Storage/Batteries | Srg_BB001_2 | Batteries >= 1 MW and <5 MW | MW | HolisticTransition | 0 | 0 | 0 | 0 | 0 | 0 | 0 | 0 | 0 | 0 | 0 | 0 | 0 | 0 | 0 | 0 | 0 | 0 | 0 | 0 | 0 | 0 | 0 | 0 | 0 | 0 | 0
Laleham SGT | Storage/Batteries | Srg_BB001_2 | Batteries >= 1 MW and <5 MW | MW | FallingBehind | 0 | 0 | 0 | 0 | 0 | 0 | 0 | 0 | 0 | 0 | 0 | 0 | 0 | 0 | 0 | 0 | 0 | 0 | 0 | 0 | 0 | 0 | 0 | 0 | 0 | 0 | 0
Laleham SGT | Storage/Batteries | Srg_BB001_2 | Batteries >= 1 MW and <5 MW | MW | ElectricEngagement | 0 | 0 | 0 | 0 | 0 | 0 | 0 | 0 | 0 | 0 | 0 | 0 | 0 | 0 | 0 | 0 | 0 | 0 | 0 | 0 | 0 | 0 | 0 | 0 | 0 | 0 | 0
Laleham SGT | Storage/Batteries | Srg_BB001_2 | Batteries >= 1 MW and <5 MW | MW | HydrogenEvolution | 0 | 0 | 0 | 0 | 0 | 0 | 0 | 0 | 0 | 0 | 0 | 0 | 0 | 0 | 0 | 0 | 0 | 0 | 0 | 0 | 0 | 0 | 0 | 0 | 0 | 0 | 0
Little Horsted SGT | Storage/Batteries | Srg_BB001_2 | Batteries >= 1 MW and <5 MW | MW | HolisticTransition | 0 | 0 | 0 | 0 | 0 | 0 | 0 | 0 | 0 | 0 | 0 | 0 | 0 | 0 | 0 | 0 | 0 | 0 | 0 | 0 | 0 | 0 | 0 | 0 | 0 | 0 | 0
Little Horsted SGT | Storage/Batteries | Srg_BB001_2 | Batteries >= 1 MW and <5 MW | MW | FallingBehind | 0 | 0 | 0 | 0 | 0 | 0 | 0 | 0 | 0 | 0 | 0 | 0 | 0 | 0 | 0 | 0 | 0 | 0 | 0 | 0 | 0 | 0 | 0 | 0 | 0 | 0 | 0
Little Horsted SGT | Storage/Batteries | Srg_BB001_2 | Batteries >= 1 MW and <5 MW | MW | ElectricEngagement | 0 | 0 | 0 | 0 | 0 | 0 | 0 | 0 | 0 | 0 | 0 | 0 | 0 | 0 | 0 | 0 | 0 | 0 | 0 | 0 | 0 | 0 | 0 | 0 | 0 | 0 | 0
Little Horsted SGT | Storage/Batteries | Srg_BB001_2 | Batteries >= 1 MW and <5 MW | MW | HydrogenEvolution | 0 | 0 | 0 | 0 | 0 | 0 | 0 | 0 | 0 | 0 | 0 | 0 | 0 | 0 | 0 | 0 | 0 | 0 | 0 | 0 | 0 | 0 | 0 | 0 | 0 | 0 | 0
Littlebrook SGT | Storage/Batteries | Srg_BB001_2 | Batteries >= 1 MW and <5 MW | MW | HolisticTransition | 16 | 16 | 16 | 16 | 16 | 16 | 16 | 16 | 16 | 16 | 16 | 16 | 16 | 16 | 16 | 16 | 16 | 16 | 16 | 16 | 16 | 16 | 16 | 16 | 16 | 12.629 | 12.284
Littlebrook SGT | Storage/Batteries | Srg_BB001_2 | Batteries >= 1 MW and <5 MW | MW | FallingBehind | 16 | 16 | 16 | 16 | 16 | 16 | 16 | 16 | 16 | 16 | 16 | 16 | 16 | 16 | 16 | 16 | 16 | 16 | 16 | 16 | 16 | 16 | 16 | 16 | 16 | 12.177 | 11.811
Littlebrook SGT | Storage/Batteries | Srg_BB001_2 | Batteries >= 1 MW and <5 MW | MW | ElectricEngagement | 16 | 16 | 16 | 16 | 16 | 16 | 16 | 16 | 16 | 16 | 16 | 16 | 16 | 16 | 16 | 16 | 16 | 16 | 14.842 | 14.418 | 14.02 | 13.75 | 13.632 | 13.632 | 13.632 | 13.544 | 13.5
Littlebrook SGT | Storage/Batteries | Srg_BB001_2 | Batteries >= 1 MW and <5 MW | MW | HydrogenEvolution | 16 | 16 | 16 | 16 | 16 | 16 | 16 | 16 | 16 | 16 | 16 | 16 | 16 | 16 | 16 | 16 | 16 | 14.478 | 14.111 | 13.529 | 12.892 | 12.323 | 12.185 | 12.185 | 12.145 | 11.84 | 11.667
Ninfield SGT | Storage/Batteries | Srg_BB001_2 | Batteries >= 1 MW and <5 MW | MW | HolisticTransition | 0 | 0 | 0 | 0 | 0 | 0 | 0 | 0 | 0 | 0 | 0 | 0 | 0 | 0 | 0 | 0 | 0 | 0 | 0 | 0 | 0 | 0 | 0 | 0 | 0 | 0 | 0
Ninfield SGT | Storage/Batteries | Srg_BB001_2 | Batteries >= 1 MW and <5 MW | MW | FallingBehind | 0 | 0 | 0 | 0 | 0 | 0 | 0 | 0 | 0 | 0 | 0 | 0 | 0 | 0 | 0 | 0 | 0 | 0 | 0 | 0 | 0 | 0 | 0 | 0 | 0 | 0 | 0
Ninfield SGT | Storage/Batteries | Srg_BB001_2 | Batteries >= 1 MW and <5 MW | MW | ElectricEngagement | 0 | 0 | 0 | 0 | 0 | 0 | 0 | 0 | 0 | 0 | 0 | 0 | 0 | 0 | 0 | 0 | 0 | 0 | 0 | 0 | 0 | 0 | 0 | 0 | 0 | 0 | 0
Ninfield SGT | Storage/Batteries | Srg_BB001_2 | Batteries >= 1 MW and <5 MW | MW | HydrogenEvolution | 0 | 0 | 0 | 0 | 0 | 0 | 0 | 0 | 0 | 0 | 0 | 0 | 0 | 0 | 0 | 0 | 0 | 0 | 0 | 0 | 0 | 0 | 0 | 0 | 0 | 0 | 0
Northfleet SGT | Storage/Batteries | Srg_BB001_2 | Batteries >= 1 MW and <5 MW | MW | HolisticTransition | 0 | 0 | 0 | 0 | 0 | 0 | 0 | 0 | 0 | 0 | 0 | 0 | 0 | 0 | 0 | 0 | 0 | 0 | 0 | 0 | 0 | 0 | 0 | 0 | 0 | 0 | 0
Northfleet SGT | Storage/Batteries | Srg_BB001_2 | Batteries >= 1 MW and <5 MW | MW | FallingBehind | 0 | 0 | 0 | 0 | 0 | 0 | 0 | 0 | 0 | 0 | 0 | 0 | 0 | 0 | 0 | 0 | 0 | 0 | 0 | 0 | 0 | 0 | 0 | 0 | 0 | 0 | 0
Northfleet SGT | Storage/Batteries | Srg_BB001_2 | Batteries >= 1 MW and <5 MW | MW | ElectricEngagement | 0 | 0 | 0 | 0 | 0 | 0 | 0 | 0 | 0 | 0 | 0 | 0 | 0 | 0 | 0 | 0 | 0 | 0 | 0 | 0 | 0 | 0 | 0 | 0 | 0 | 0 | 0
Northfleet SGT | Storage/Batteries | Srg_BB001_2 | Batteries >= 1 MW and <5 MW | MW | HydrogenEvolution | 0 | 0 | 0 | 0 | 0 | 0 | 0 | 0 | 0 | 0 | 0 | 0 | 0 | 0 | 0 | 0 | 0 | 0 | 0 | 0 | 0 | 0 | 0 | 0 | 0 | 0 | 0
Sellindge SGT2 & 3 & Richborough SGT | Storage/Batteries | Srg_BB001_2 | Batteries >= 1 MW and <5 MW | MW | HolisticTransition | 0 | 0 | 0 | 0 | 0 | 0 | 0 | 0 | 0 | 0 | 0 | 0 | 0 | 0 | 0 | 0 | 0 | 0 | 0 | 0 | 0 | 0 | 0 | 0 | 0 | 0 | 0
Sellindge SGT2 & 3 & Richborough SGT | Storage/Batteries | Srg_BB001_2 | Batteries >= 1 MW and <5 MW | MW | FallingBehind | 0 | 0 | 0 | 0 | 0 | 0 | 0 | 0 | 0 | 0 | 0 | 0 | 0 | 0 | 0 | 0 | 0 | 0 | 0 | 0 | 0 | 0 | 0 | 0 | 0 | 0 | 0
Sellindge SGT2 & 3 & Richborough SGT | Storage/Batteries | Srg_BB001_2 | Batteries >= 1 MW and <5 MW | MW | ElectricEngagement | 0 | 0 | 0 | 0 | 0 | 0 | 0 | 0 | 0 | 0 | 0 | 0 | 0 | 0 | 0 | 0 | 0 | 0 | 0 | 0 | 0 | 0 | 0 | 0 | 0 | 0 | 0
Sellindge SGT2 & 3 & Richborough SGT | Storage/Batteries | Srg_BB001_2 | Batteries >= 1 MW and <5 MW | MW | HydrogenEvolution | 0 | 0 | 0 | 0 | 0 | 0 | 0 | 0 | 0 | 0 | 0 | 0 | 0 | 0 | 0 | 0 | 0 | 0 | 0 | 0 | 0 | 0 | 0 | 0 | 0 | 0 | 0
Sellindge SGT5A SGT6 | Storage/Batteries | Srg_BB001_2 | Batteries >= 1 MW and <5 MW | MW | HolisticTransition | 0 | 0 | 0 | 0 | 0 | 0 | 0 | 0 | 0 | 0 | 0 | 0 | 0 | 0 | 0 | 0 | 0 | 0 | 0 | 0 | 0 | 0 | 0 | 0 | 0 | 0 | 0
Sellindge SGT5A SGT6 | Storage/Batteries | Srg_BB001_2 | Batteries >= 1 MW and <5 MW | MW | FallingBehind | 0 | 0 | 0 | 0 | 0 | 0 | 0 | 0 | 0 | 0 | 0 | 0 | 0 | 0 | 0 | 0 | 0 | 0 | 0 | 0 | 0 | 0 | 0 | 0 | 0 | 0 | 0
Sellindge SGT5A SGT6 | Storage/Batteries | Srg_BB001_2 | Batteries >= 1 MW and <5 MW | MW | ElectricEngagement | 0 | 0 | 0 | 0 | 0 | 0 | 0 | 0 | 0 | 0 | 0 | 0 | 0 | 0 | 0 | 0 | 0 | 0 | 0 | 0 | 0 | 0 | 0 | 0 | 0 | 0 | 0
Sellindge SGT5A SGT6 | Storage/Batteries | Srg_BB001_2 | Batteries >= 1 MW and <5 MW | MW | HydrogenEvolution | 0 | 0 | 0 | 0 | 0 | 0 | 0 | 0 | 0 | 0 | 0 | 0 | 0 | 0 | 0 | 0 | 0 | 0 | 0 | 0 | 0 | 0 | 0 | 0 | 0 | 0 | 0
West Weybridge SGT | Storage/Batteries | Srg_BB001_2 | Batteries >= 1 MW and <5 MW | MW | HolisticTransition | 3.4 | 3.4 | 3.4 | 3.4 | 3.4 | 3.4 | 3.4 | 3.4 | 3.4 | 3.4 | 3.4 | 3.4 | 3.4 | 3.4 | 3.4 | 3.4 | 3.4 | 3.4 | 3.4 | 3.4 | 3.4 | 3.4 | 3.4 | 3.4 | 3.4 | 1.967 | 1.821
West Weybridge SGT | Storage/Batteries | Srg_BB001_2 | Batteries >= 1 MW and <5 MW | MW | FallingBehind | 3.4 | 3.4 | 3.4 | 3.4 | 3.4 | 3.4 | 3.4 | 3.4 | 3.4 | 3.4 | 3.4 | 3.4 | 3.4 | 3.4 | 3.4 | 3.4 | 3.4 | 3.4 | 3.4 | 3.4 | 3.4 | 3.4 | 3.4 | 3.4 | 3.4 | 1.775 | 1.62
West Weybridge SGT | Storage/Batteries | Srg_BB001_2 | Batteries >= 1 MW and <5 MW | MW | ElectricEngagement | 3.4 | 3.4 | 3.4 | 3.4 | 3.4 | 3.4 | 3.4 | 3.4 | 3.4 | 3.4 | 3.4 | 3.4 | 3.4 | 3.4 | 3.4 | 3.4 | 3.4 | 3.4 | 2.908 | 2.727 | 2.558 | 2.444 | 2.394 | 2.394 | 2.394 | 2.356 | 2.338
West Weybridge SGT | Storage/Batteries | Srg_BB001_2 | Batteries >= 1 MW and <5 MW | MW | HydrogenEvolution | 3.4 | 3.4 | 3.4 | 3.4 | 3.4 | 3.4 | 3.4 | 3.4 | 3.4 | 3.4 | 3.4 | 3.4 | 3.4 | 3.4 | 3.4 | 3.4 | 3.4 | 2.753 | 2.597 | 2.35 | 2.079 | 1.837 | 1.779 | 1.779 | 1.762 | 1.632 | 1.559
Beddington SGT | Storage/Batteries | Srg_BB001_3 | Batteries >= 5 MW | MW | HolisticTransition | 0 | 0 | 0 | 0 | 0 | 0 | 0 | 0 | 0 | 0 | 0 | 12 | 12 | 12 | 12 | 12 | 12 | 12 | 12 | 12 | 12 | 12 | 12 | 12 | 12 | 12 | 12
Beddington SGT | Storage/Batteries | Srg_BB001_3 | Batteries >= 5 MW | MW | FallingBehind | 0 | 12 | 12 | 12 | 12 | 12 | 12 | 12 | 12 | 12 | 12 | 12 | 12 | 12 | 12 | 12 | 12 | 12 | 12 | 12 | 12 | 12 | 12 | 12 | 12 | 12 | 12
Beddington SGT | Storage/Batteries | Srg_BB001_3 | Batteries >= 5 MW | MW | ElectricEngagement | 0 | 0 | 0 | 0 | 0 | 0 | 0 | 0 | 0 | 0 | 0 | 12 | 12 | 12 | 12 | 12 | 12 | 12 | 12 | 12 | 12 | 12 | 12 | 12 | 12 | 12 | 12
Beddington SGT | Storage/Batteries | Srg_BB001_3 | Batteries >= 5 MW | MW | HydrogenEvolution | 0 | 0 | 0 | 0 | 0 | 0 | 0 | 0 | 0 | 0 | 0 | 12 | 12 | 12 | 12 | 12 | 12 | 12 | 12 | 12 | 12 | 12 | 12 | 12 | 12 | 12 | 12
Bolney SGT | Storage/Batteries | Srg_BB001_3 | Batteries >= 5 MW | MW | HolisticTransition | 50 | 185.9 | 185.9 | 185.9 | 235.8 | 285.8 | 548.8 | 548.8 | 548.8 | 548.8 | 548.8 | 647.75 | 647.75 | 647.75 | 647.75 | 647.75 | 647.75 | 647.75 | 647.75 | 647.75 | 647.75 | 647.75 | 647.75 | 647.75 | 647.75 | 531.959 | 520.098
Bolney SGT | Storage/Batteries | Srg_BB001_3 | Batteries >= 5 MW | MW | FallingBehind | 50 | 142.95 | 148.95 | 148.95 | 284.85 | 334.85 | 334.85 | 384.75 | 384.75 | 647.75 | 647.75 | 647.75 | 647.75 | 647.75 | 647.75 | 647.75 | 647.75 | 647.75 | 647.75 | 647.75 | 647.75 | 647.75 | 647.75 | 647.75 | 647.75 | 516.435 | 503.859
Bolney SGT | Storage/Batteries | Srg_BB001_3 | Batteries >= 5 MW | MW | ElectricEngagement | 50 | 185.9 | 185.9 | 185.9 | 235.8 | 285.8 | 548.8 | 548.8 | 548.8 | 548.8 | 548.8 | 647.75 | 647.75 | 647.75 | 647.75 | 647.75 | 647.75 | 647.75 | 607.964 | 593.395 | 579.727 | 570.471 | 566.418 | 566.418 | 566.418 | 563.394 | 561.882
Bolney SGT | Storage/Batteries | Srg_BB001_3 | Batteries >= 5 MW | MW | HydrogenEvolution | 50 | 185.9 | 185.9 | 185.9 | 235.8 | 285.8 | 548.8 | 548.8 | 548.8 | 548.8 | 548.8 | 647.75 | 647.75 | 647.75 | 647.75 | 647.75 | 647.75 | 595.486 | 582.859 | 562.858 | 541.005 | 521.461 | 516.721 | 516.721 | 515.347 | 504.855 | 498.918
Canterbury SGT | Storage/Batteries | Srg_BB001_3 | Batteries >= 5 MW | MW | HolisticTransition | 0 | 20.41 | 20.41 | 20.41 | 20.41 | 20.41 | 20.41 | 20.41 | 20.41 | 20.41 | 20.41 | 20.41 | 20.41 | 20.41 | 20.41 | 20.41 | 20.41 | 20.41 | 20.41 | 20.41 | 20.41 | 20.41 | 20.41 | 20.41 | 20.41 | 20.41 | 20.41
Canterbury SGT | Storage/Batteries | Srg_BB001_3 | Batteries >= 5 MW | MW | FallingBehind | 0 | 0 | 0 | 0 | 20.41 | 20.41 | 20.41 | 20.41 | 20.41 | 20.41 | 20.41 | 20.41 | 20.41 | 20.41 | 20.41 | 20.41 | 20.41 | 20.41 | 20.41 | 20.41 | 20.41 | 20.41 | 20.41 | 20.41 | 20.41 | 20.41 | 20.41
Canterbury SGT | Storage/Batteries | Srg_BB001_3 | Batteries >= 5 MW | MW | ElectricEngagement | 0 | 20.41 | 20.41 | 20.41 | 20.41 | 20.41 | 20.41 | 20.41 | 20.41 | 20.41 | 20.41 | 20.41 | 20.41 | 20.41 | 20.41 | 20.41 | 20.41 | 20.41 | 20.41 | 20.41 | 20.41 | 20.41 | 20.41 | 20.41 | 20.41 | 20.41 | 20.41
Canterbury SGT | Storage/Batteries | Srg_BB001_3 | Batteries >= 5 MW | MW | HydrogenEvolution | 0 | 20.41 | 20.41 | 20.41 | 20.41 | 20.41 | 20.41 | 20.41 | 20.41 | 20.41 | 20.41 | 20.41 | 20.41 | 20.41 | 20.41 | 20.41 | 20.41 | 20.41 | 20.41 | 20.41 | 20.41 | 20.41 | 20.41 | 20.41 | 20.41 | 20.41 | 20.41
Chessington SGT 1 & SGT 4A | Storage/Batteries | Srg_BB001_3 | Batteries >= 5 MW | MW | HolisticTransition | 0 | 0 | 0 | 0 | 0 | 98 | 98 | 98 | 98 | 98 | 98 | 128 | 128 | 128 | 128 | 128 | 128 | 128 | 128 | 128 | 128 | 128 | 128 | 128 | 128 | 86.706 | 82.476
Chessington SGT 1 & SGT 4A | Storage/Batteries | Srg_BB001_3 | Batteries >= 5 MW | MW | FallingBehind | 0 | 30 | 30 | 30 | 30 | 30 | 30 | 30 | 128 | 128 | 128 | 128 | 128 | 128 | 128 | 128 | 128 | 128 | 128 | 128 | 128 | 128 | 128 | 128 | 128 | 81.17 | 76.685
Chessington SGT 1 & SGT 4A | Storage/Batteries | Srg_BB001_3 | Batteries >= 5 MW | MW | ElectricEngagement | 0 | 0 | 0 | 0 | 0 | 98 | 98 | 98 | 98 | 98 | 98 | 128 | 128 | 128 | 128 | 128 | 128 | 128 | 113.812 | 108.616 | 103.741 | 100.44 | 98.995 | 98.995 | 98.995 | 97.917 | 97.377
Chessington SGT 1 & SGT 4A | Storage/Batteries | Srg_BB001_3 | Batteries >= 5 MW | MW | HydrogenEvolution | 0 | 0 | 0 | 0 | 0 | 98 | 98 | 98 | 98 | 98 | 98 | 128 | 128 | 128 | 128 | 128 | 128 | 109.361 | 104.858 | 97.726 | 89.932 | 82.962 | 81.272 | 81.272 | 80.782 | 77.04 | 74.923
Chessington SGT 2 & SGT 4B | Storage/Batteries | Srg_BB001_3 | Batteries >= 5 MW | MW | HolisticTransition | 0 | 0 | 0 | 0 | 0 | 0 | 0 | 0 | 0 | 0 | 0 | 0 | 0 | 0 | 0 | 0 | 0 | 0 | 0 | 0 | 0 | 0 | 0 | 0 | 0 | 0 | 0
Chessington SGT 2 & SGT 4B | Storage/Batteries | Srg_BB001_3 | Batteries >= 5 MW | MW | FallingBehind | 0 | 0 | 0 | 0 | 0 | 0 | 0 | 0 | 0 | 0 | 0 | 0 | 0 | 0 | 0 | 0 | 0 | 0 | 0 | 0 | 0 | 0 | 0 | 0 | 0 | 0 | 0
Chessington SGT 2 & SGT 4B | Storage/Batteries | Srg_BB001_3 | Batteries >= 5 MW | MW | ElectricEngagement | 0 | 0 | 0 | 0 | 0 | 0 | 0 | 0 | 0 | 0 | 0 | 0 | 0 | 0 | 0 | 0 | 0 | 0 | 0 | 0 | 0 | 0 | 0 | 0 | 0 | 0 | 0
Chessington SGT 2 & SGT 4B | Storage/Batteries | Srg_BB001_3 | Batteries >= 5 MW | MW | HydrogenEvolution | 0 | 0 | 0 | 0 | 0 | 0 | 0 | 0 | 0 | 0 | 0 | 0 | 0 | 0 | 0 | 0 | 0 | 0 | 0 | 0 | 0 | 0 | 0 | 0 | 0 | 0 | 0
Kemsley SGT | Storage/Batteries | Srg_BB001_3 | Batteries >= 5 MW | MW | HolisticTransition | 0 | 0 | 0 | 0 | 0 | 0 | 0 | 0 | 0 | 0 | 98 | 98 | 98 | 98 | 98 | 98 | 98 | 98 | 98 | 98 | 98 | 98 | 98 | 98 | 98 | 77.353 | 75.238
Kemsley SGT | Storage/Batteries | Srg_BB001_3 | Batteries >= 5 MW | MW | FallingBehind | 0 | 0 | 0 | 0 | 0 | 0 | 0 | 0 | 0 | 0 | 98 | 98 | 98 | 98 | 98 | 98 | 98 | 98 | 98 | 98 | 98 | 98 | 98 | 98 | 98 | 74.585 | 72.343
Kemsley SGT | Storage/Batteries | Srg_BB001_3 | Batteries >= 5 MW | MW | ElectricEngagement | 0 | 0 | 0 | 0 | 0 | 0 | 0 | 0 | 0 | 0 | 98 | 98 | 98 | 98 | 98 | 98 | 98 | 98 | 90.906 | 88.308 | 85.871 | 84.22 | 83.497 | 83.497 | 83.497 | 82.958 | 82.689
Kemsley SGT | Storage/Batteries | Srg_BB001_3 | Batteries >= 5 MW | MW | HydrogenEvolution | 0 | 0 | 0 | 0 | 0 | 0 | 0 | 0 | 0 | 0 | 98 | 98 | 98 | 98 | 98 | 98 | 98 | 88.681 | 86.429 | 82.863 | 78.966 | 75.481 | 74.636 | 74.636 | 74.391 | 72.52 | 71.462
Kemsley SGT 3A | Storage/Batteries | Srg_BB001_3 | Batteries >= 5 MW | MW | HolisticTransition | 0 | 0 | 0 | 0 | 0 | 0 | 0 | 0 | 0 | 0 | 0 | 0 | 0 | 0 | 0 | 0 | 0 | 0 | 0 | 0 | 0 | 0 | 0 | 0 | 0 | 0 | 0
Kemsley SGT 3A | Storage/Batteries | Srg_BB001_3 | Batteries >= 5 MW | MW | FallingBehind | 0 | 0 | 0 | 0 | 0 | 0 | 0 | 0 | 0 | 0 | 0 | 0 | 0 | 0 | 0 | 0 | 0 | 0 | 0 | 0 | 0 | 0 | 0 | 0 | 0 | 0 | 0
Kemsley SGT 3A | Storage/Batteries | Srg_BB001_3 | Batteries >= 5 MW | MW | ElectricEngagement | 0 | 0 | 0 | 0 | 0 | 0 | 0 | 0 | 0 | 0 | 0 | 0 | 0 | 0 | 0 | 0 | 0 | 0 | 0 | 0 | 0 | 0 | 0 | 0 | 0 | 0 | 0
Kemsley SGT 3A | Storage/Batteries | Srg_BB001_3 | Batteries >= 5 MW | MW | HydrogenEvolution | 0 | 0 | 0 | 0 | 0 | 0 | 0 | 0 | 0 | 0 | 0 | 0 | 0 | 0 | 0 | 0 | 0 | 0 | 0 | 0 | 0 | 0 | 0 | 0 | 0 | 0 | 0
Kemsley SGT1 & 2 | Storage/Batteries | Srg_BB001_3 | Batteries >= 5 MW | MW | HolisticTransition | 98 | 218 | 218 | 268 | 268 | 268 | 268 | 268 | 268 | 268 | 170 | 170 | 170 | 170 | 170 | 170 | 170 | 170 | 170 | 170 | 170 | 170 | 170 | 170 | 170 | 119.436 | 114.257
Kemsley SGT1 & 2 | Storage/Batteries | Srg_BB001_3 | Batteries >= 5 MW | MW | FallingBehind | 98 | 98 | 98 | 98 | 218 | 218 | 268 | 268 | 268 | 268 | 170 | 170 | 170 | 170 | 170 | 170 | 170 | 170 | 170 | 170 | 170 | 170 | 170 | 170 | 170 | 112.657 | 107.166
Kemsley SGT1 & 2 | Storage/Batteries | Srg_BB001_3 | Batteries >= 5 MW | MW | ElectricEngagement | 98 | 218 | 218 | 268 | 268 | 268 | 268 | 268 | 268 | 268 | 170 | 170 | 170 | 170 | 170 | 170 | 170 | 170 | 152.626 | 146.264 | 140.296 | 136.254 | 134.484 | 134.484 | 134.484 | 133.163 | 132.503
Kemsley SGT1 & 2 | Storage/Batteries | Srg_BB001_3 | Batteries >= 5 MW | MW | HydrogenEvolution | 98 | 218 | 218 | 268 | 268 | 268 | 268 | 268 | 268 | 268 | 170 | 170 | 170 | 170 | 170 | 170 | 170 | 147.177 | 141.663 | 132.929 | 123.387 | 114.852 | 112.782 | 112.782 | 112.182 | 107.6 | 105.008
Kingsnorth SGT | Storage/Batteries | Srg_BB001_3 | Batteries >= 5 MW | MW | HolisticTransition | 0 | 54.558 | 54.558 | 54.558 | 54.558 | 54.558 | 54.558 | 54.558 | 54.558 | 54.558 | 54.558 | 54.558 | 54.558 | 54.558 | 54.558 | 54.558 | 54.558 | 54.558 | 54.558 | 54.558 | 54.558 | 54.558 | 54.558 | 54.558 | 54.558 | 33.701 | 31.564
Kingsnorth SGT | Storage/Batteries | Srg_BB001_3 | Batteries >= 5 MW | MW | FallingBehind | 0 | 0 | 0 | 0 | 54.558 | 54.558 | 54.558 | 54.558 | 54.558 | 54.558 | 54.558 | 54.558 | 54.558 | 54.558 | 54.558 | 54.558 | 54.558 | 54.558 | 54.558 | 54.558 | 54.558 | 54.558 | 54.558 | 54.558 | 54.558 | 30.904 | 28.639
Kingsnorth SGT | Storage/Batteries | Srg_BB001_3 | Batteries >= 5 MW | MW | ElectricEngagement | 0 | 54.558 | 54.558 | 54.558 | 54.558 | 54.558 | 54.558 | 54.558 | 54.558 | 54.558 | 54.558 | 54.558 | 54.558 | 54.558 | 54.558 | 54.558 | 54.558 | 54.558 | 47.391 | 44.767 | 42.305 | 40.638 | 39.908 | 39.908 | 39.908 | 39.363 | 39.091
Kingsnorth SGT | Storage/Batteries | Srg_BB001_3 | Batteries >= 5 MW | MW | HydrogenEvolution | 0 | 54.558 | 54.558 | 54.558 | 54.558 | 54.558 | 54.558 | 54.558 | 54.558 | 54.558 | 54.558 | 54.558 | 54.558 | 54.558 | 54.558 | 54.558 | 54.558 | 45.144 | 42.869 | 39.266 | 35.33 | 31.809 | 30.956 | 30.956 | 30.708 | 28.818 | 27.749
Laleham SGT | Storage/Batteries | Srg_BB001_3 | Batteries >= 5 MW | MW | HolisticTransition | 0 | 0 | 0 | 0 | 0 | 0 | 0 | 0 | 0 | 0 | 0 | 0 | 0 | 0 | 0 | 0 | 0 | 0 | 0 | 0 | 0 | 0 | 0 | 0 | 0 | 0 | 0
Laleham SGT | Storage/Batteries | Srg_BB001_3 | Batteries >= 5 MW | MW | FallingBehind | 0 | 0 | 0 | 0 | 0 | 0 | 0 | 0 | 0 | 0 | 0 | 0 | 0 | 0 | 0 | 0 | 0 | 0 | 0 | 0 | 0 | 0 | 0 | 0 | 0 | 0 | 0
Laleham SGT | Storage/Batteries | Srg_BB001_3 | Batteries >= 5 MW | MW | ElectricEngagement | 0 | 0 | 0 | 0 | 0 | 0 | 0 | 0 | 0 | 0 | 0 | 0 | 0 | 0 | 0 | 0 | 0 | 0 | 0 | 0 | 0 | 0 | 0 | 0 | 0 | 0 | 0
Laleham SGT | Storage/Batteries | Srg_BB001_3 | Batteries >= 5 MW | MW | HydrogenEvolution | 0 | 0 | 0 | 0 | 0 | 0 | 0 | 0 | 0 | 0 | 0 | 0 | 0 | 0 | 0 | 0 | 0 | 0 | 0 | 0 | 0 | 0 | 0 | 0 | 0 | 0 | 0
Little Horsted SGT | Storage/Batteries | Srg_BB001_3 | Batteries >= 5 MW | MW | HolisticTransition | 0 | 0 | 0 | 99.9 | 99.9 | 99.9 | 99.9 | 99.9 | 99.9 | 99.9 | 99.9 | 105.4 | 105.4 | 105.4 | 105.4 | 105.4 | 105.4 | 105.4 | 105.4 | 105.4 | 105.4 | 105.4 | 105.4 | 105.4 | 105.4 | 63.306 | 58.994
Little Horsted SGT | Storage/Batteries | Srg_BB001_3 | Batteries >= 5 MW | MW | FallingBehind | 0 | 5.5 | 5.5 | 5.5 | 5.5 | 105.4 | 105.4 | 105.4 | 105.4 | 105.4 | 105.4 | 105.4 | 105.4 | 105.4 | 105.4 | 105.4 | 105.4 | 105.4 | 105.4 | 105.4 | 105.4 | 105.4 | 105.4 | 105.4 | 105.4 | 57.662 | 53.09
Little Horsted SGT | Storage/Batteries | Srg_BB001_3 | Batteries >= 5 MW | MW | ElectricEngagement | 0 | 0 | 0 | 99.9 | 99.9 | 99.9 | 99.9 | 99.9 | 99.9 | 99.9 | 99.9 | 105.4 | 105.4 | 105.4 | 105.4 | 105.4 | 105.4 | 105.4 | 90.936 | 85.64 | 80.671 | 77.306 | 75.833 | 75.833 | 75.833 | 74.733 | 74.184
Little Horsted SGT | Storage/Batteries | Srg_BB001_3 | Batteries >= 5 MW | MW | HydrogenEvolution | 0 | 0 | 0 | 99.9 | 99.9 | 99.9 | 99.9 | 99.9 | 99.9 | 99.9 | 99.9 | 105.4 | 105.4 | 105.4 | 105.4 | 105.4 | 105.4 | 86.4 | 81.81 | 74.539 | 66.594 | 59.489 | 57.766 | 57.766 | 57.266 | 53.452 | 51.294
Littlebrook SGT | Storage/Batteries | Srg_BB001_3 | Batteries >= 5 MW | MW | HolisticTransition | 0 | 0 | 0 | 0 | 0 | 0 | 0 | 300 | 300 | 300 | 300 | 300 | 300 | 300 | 300 | 300 | 300 | 300 | 300 | 300 | 300 | 300 | 300 | 300 | 300 | 300 | 300
Littlebrook SGT | Storage/Batteries | Srg_BB001_3 | Batteries >= 5 MW | MW | FallingBehind | 0 | 0 | 0 | 0 | 0 | 0 | 0 | 0 | 0 | 0 | 300 | 300 | 300 | 300 | 300 | 300 | 300 | 300 | 300 | 300 | 300 | 300 | 300 | 300 | 300 | 300 | 300
Littlebrook SGT | Storage/Batteries | Srg_BB001_3 | Batteries >= 5 MW | MW | ElectricEngagement | 0 | 0 | 0 | 0 | 0 | 0 | 0 | 300 | 300 | 300 | 300 | 300 | 300 | 300 | 300 | 300 | 300 | 300 | 300 | 300 | 300 | 300 | 300 | 300 | 300 | 300 | 300
Littlebrook SGT | Storage/Batteries | Srg_BB001_3 | Batteries >= 5 MW | MW | HydrogenEvolution | 0 | 0 | 0 | 0 | 0 | 0 | 0 | 300 | 300 | 300 | 300 | 300 | 300 | 300 | 300 | 300 | 300 | 300 | 300 | 300 | 300 | 300 | 300 | 300 | 300 | 300 | 300
Ninfield SGT | Storage/Batteries | Srg_BB001_3 | Batteries >= 5 MW | MW | HolisticTransition | 49.9 | 99.8 | 99.8 | 99.8 | 99.8 | 199.6 | 199.6 | 199.6 | 199.6 | 199.6 | 199.6 | 536.5 | 536.5 | 536.5 | 536.5 | 536.5 | 536.5 | 536.5 | 536.5 | 536.5 | 536.5 | 536.5 | 536.5 | 536.5 | 536.5 | 344.106 | 324.398
Ninfield SGT | Storage/Batteries | Srg_BB001_3 | Batteries >= 5 MW | MW | FallingBehind | 49.9 | 386.8 | 386.8 | 386.8 | 436.7 | 536.5 | 536.5 | 536.5 | 536.5 | 536.5 | 536.5 | 536.5 | 536.5 | 536.5 | 536.5 | 536.5 | 536.5 | 536.5 | 536.5 | 536.5 | 536.5 | 536.5 | 536.5 | 536.5 | 536.5 | 318.311 | 297.415
Ninfield SGT | Storage/Batteries | Srg_BB001_3 | Batteries >= 5 MW | MW | ElectricEngagement | 49.9 | 99.8 | 99.8 | 99.8 | 99.8 | 199.6 | 199.6 | 199.6 | 199.6 | 199.6 | 199.6 | 536.5 | 536.5 | 536.5 | 536.5 | 536.5 | 536.5 | 536.5 | 470.393 | 446.185 | 423.475 | 408.095 | 401.36 | 401.36 | 401.36 | 396.336 | 393.824
Ninfield SGT | Storage/Batteries | Srg_BB001_3 | Batteries >= 5 MW | MW | HydrogenEvolution | 49.9 | 99.8 | 99.8 | 99.8 | 99.8 | 199.6 | 199.6 | 199.6 | 199.6 | 199.6 | 199.6 | 536.5 | 536.5 | 536.5 | 536.5 | 536.5 | 536.5 | 449.66 | 428.679 | 395.446 | 359.136 | 326.661 | 318.786 | 318.786 | 316.502 | 299.069 | 289.205
Northfleet SGT | Storage/Batteries | Srg_BB001_3 | Batteries >= 5 MW | MW | HolisticTransition | 40.58 | 75.58 | 75.58 | 95.58 | 95.58 | 95.58 | 95.58 | 95.58 | 95.58 | 95.58 | 95.58 | 95.58 | 95.58 | 95.58 | 95.58 | 95.58 | 95.58 | 95.58 | 95.58 | 95.58 | 95.58 | 95.58 | 95.58 | 95.58 | 95.58 | 78.481 | 76.73
Northfleet SGT | Storage/Batteries | Srg_BB001_3 | Batteries >= 5 MW | MW | FallingBehind | 40.58 | 40.58 | 40.58 | 40.58 | 75.58 | 75.58 | 95.58 | 95.58 | 95.58 | 95.58 | 95.58 | 95.58 | 95.58 | 95.58 | 95.58 | 95.58 | 95.58 | 95.58 | 95.58 | 95.58 | 95.58 | 95.58 | 95.58 | 95.58 | 95.58 | 76.189 | 74.331
Northfleet SGT | Storage/Batteries | Srg_BB001_3 | Batteries >= 5 MW | MW | ElectricEngagement | 40.58 | 75.58 | 75.58 | 95.58 | 95.58 | 95.58 | 95.58 | 95.58 | 95.58 | 95.58 | 95.58 | 95.58 | 95.58 | 95.58 | 95.58 | 95.58 | 95.58 | 95.58 | 89.705 | 87.553 | 85.535 | 84.168 | 83.57 | 83.57 | 83.57 | 83.123 | 82.9
Northfleet SGT | Storage/Batteries | Srg_BB001_3 | Batteries >= 5 MW | MW | HydrogenEvolution | 40.58 | 75.58 | 75.58 | 95.58 | 95.58 | 95.58 | 95.58 | 95.58 | 95.58 | 95.58 | 95.58 | 95.58 | 95.58 | 95.58 | 95.58 | 95.58 | 95.58 | 87.862 | 85.997 | 83.044 | 79.817 | 76.931 | 76.231 | 76.231 | 76.028 | 74.479 | 73.602
Sellindge SGT2 & 3 & Richborough SGT | Storage/Batteries | Srg_BB001_3 | Batteries >= 5 MW | MW | HolisticTransition | 0 | 0 | 0 | 0 | 0 | 0 | 0 | 0 | 0 | 0 | 0 | 10 | 10 | 10 | 10 | 10 | 10 | 10 | 10 | 10 | 10 | 10 | 10 | 10 | 10 | 10 | 10
Sellindge SGT2 & 3 & Richborough SGT | Storage/Batteries | Srg_BB001_3 | Batteries >= 5 MW | MW | FallingBehind | 0 | 10 | 10 | 10 | 10 | 10 | 10 | 10 | 10 | 10 | 10 | 10 | 10 | 10 | 10 | 10 | 10 | 10 | 10 | 10 | 10 | 10 | 10 | 10 | 10 | 10 | 10
Sellindge SGT2 & 3 & Richborough SGT | Storage/Batteries | Srg_BB001_3 | Batteries >= 5 MW | MW | ElectricEngagement | 0 | 0 | 0 | 0 | 0 | 0 | 0 | 0 | 0 | 0 | 0 | 10 | 10 | 10 | 10 | 10 | 10 | 10 | 10 | 10 | 10 | 10 | 10 | 10 | 10 | 10 | 10
Sellindge SGT2 & 3 & Richborough SGT | Storage/Batteries | Srg_BB001_3 | Batteries >= 5 MW | MW | HydrogenEvolution | 0 | 0 | 0 | 0 | 0 | 0 | 0 | 0 | 0 | 0 | 0 | 10 | 10 | 10 | 10 | 10 | 10 | 10 | 10 | 10 | 10 | 10 | 10 | 10 | 10 | 10 | 10
Sellindge SGT5A SGT6 | Storage/Batteries | Srg_BB001_3 | Batteries >= 5 MW | MW | HolisticTransition | 0 | 0 | 0 | 0 | 0 | 0 | 0 | 0 | 0 | 0 | 0 | 0 | 0 | 0 | 0 | 0 | 0 | 0 | 0 | 0 | 0 | 0 | 0 | 0 | 0 | 0 | 0
Sellindge SGT5A SGT6 | Storage/Batteries | Srg_BB001_3 | Batteries >= 5 MW | MW | FallingBehind | 0 | 0 | 0 | 0 | 0 | 0 | 0 | 0 | 0 | 0 | 0 | 0 | 0 | 0 | 0 | 0 | 0 | 0 | 0 | 0 | 0 | 0 | 0 | 0 | 0 | 0 | 0
Sellindge SGT5A SGT6 | Storage/Batteries | Srg_BB001_3 | Batteries >= 5 MW | MW | ElectricEngagement | 0 | 0 | 0 | 0 | 0 | 0 | 0 | 0 | 0 | 0 | 0 | 0 | 0 | 0 | 0 | 0 | 0 | 0 | 0 | 0 | 0 | 0 | 0 | 0 | 0 | 0 | 0
Sellindge SGT5A SGT6 | Storage/Batteries | Srg_BB001_3 | Batteries >= 5 MW | MW | HydrogenEvolution | 0 | 0 | 0 | 0 | 0 | 0 | 0 | 0 | 0 | 0 | 0 | 0 | 0 | 0 | 0 | 0 | 0 | 0 | 0 | 0 | 0 | 0 | 0 | 0 | 0 | 0 | 0
West Weybridge SGT | Storage/Batteries | Srg_BB001_3 | Batteries >= 5 MW | MW | HolisticTransition | 12 | 12 | 12 | 12 | 12 | 12 | 12 | 12 | 12 | 12 | 12 | 12 | 12 | 12 | 12 | 12 | 12 | 12 | 12 | 12 | 12 | 12 | 12 | 12 | 12 | 9.472 | 9.213
West Weybridge SGT | Storage/Batteries | Srg_BB001_3 | Batteries >= 5 MW | MW | FallingBehind | 12 | 12 | 12 | 12 | 12 | 12 | 12 | 12 | 12 | 12 | 12 | 12 | 12 | 12 | 12 | 12 | 12 | 12 | 12 | 12 | 12 | 12 | 12 | 12 | 12 | 9.133 | 8.858
West Weybridge SGT | Storage/Batteries | Srg_BB001_3 | Batteries >= 5 MW | MW | ElectricEngagement | 12 | 12 | 12 | 12 | 12 | 12 | 12 | 12 | 12 | 12 | 12 | 12 | 12 | 12 | 12 | 12 | 12 | 12 | 11.131 | 10.813 | 10.515 | 10.313 | 10.224 | 10.224 | 10.224 | 10.158 | 10.125
West Weybridge SGT | Storage/Batteries | Srg_BB001_3 | Batteries >= 5 MW | MW | HydrogenEvolution | 12 | 12 | 12 | 12 | 12 | 12 | 12 | 12 | 12 | 12 | 12 | 12 | 12 | 12 | 12 | 12 | 12 | 10.859 | 10.583 | 10.146 | 9.669 | 9.243 | 9.139 | 9.139 | 9.109 | 8.88 | 8.75

## QC report
QC Report
Network-level totals
Units: MW
Licence Area | Scenario World | Parameter | Building Block ID | Network Level Total - 2024 | Network Level Total - 2050 | Comments
UKPN | ElectricEngagement | Storage/Batteries | Srg_BB001 | 1252.5 | 4021.326
UKPN | FallingBehind | Storage/Batteries | Srg_BB001 | 1252.5 | 3311.173
UKPN | HolisticTransition | Storage/Batteries | Srg_BB001 | 1252.5 | 3509.924
UKPN | HydrogenEvolution | Storage/Batteries | Srg_BB001 | 1252.5 | 3250.702
Units: MW |  |  |  |  | Year
Licence Area | Scenario World | Parameter | Building Block ID | Parameter Detail | 2024 | 2025 | 2026 | 2027 | 2028 | 2029 | 2030 | 2031 | 2032 | 2033 | 2034 | 2035 | 2036 | 2037 | 2038 | 2039 | 2040 | 2041 | 2042 | 2043 | 2044 | 2045 | 2046 | 2047 | 2048 | 2049 | 2050
UKPN | ElectricEngagement | Storage/Batteries | Srg_BB001 | Batteries | 1252.5 | 2345.826 | 2625.526 | 2870.326 | 2961.226 | 3209.026 | 3671.915 | 3971.915 | 4071.715 | 4071.715 | 4071.715 | 5072.279 | 5072.279 | 5072.279 | 5072.279 | 5072.279 | 5072.279 | 5072.279 | 4585.333 | 4407.016 | 4239.736 | 4126.446 | 4076.837 | 4076.837 | 4076.837 | 4039.828 | 4021.326
UKPN | ElectricEngagement | Storage/Batteries | Srg_BB001_1 | Batteries > 200 kW | 0 | 0 | 0 | 0 | 0 | 0 | 0 | 0 | 0 | 0 | 0 | 0.2 | 0.2 | 0.2 | 0.2 | 0.2 | 0.2 | 0.2 | 0.2 | 0.2 | 0.2 | 0.2 | 0.2 | 0.2 | 0.2 | 0.2 | 0.2
UKPN | ElectricEngagement | Storage/Batteries | Srg_BB001_2 | Batteries >= 1 MW and <5 MW | 26.4 | 26.4 | 26.4 | 26.4 | 26.4 | 26.4 | 26.4 | 26.4 | 26.4 | 26.4 | 26.4 | 26.4 | 26.4 | 26.4 | 26.4 | 26.4 | 26.4 | 26.4 | 24.026 | 23.156 | 22.34 | 21.789 | 21.546 | 21.546 | 21.546 | 21.365 | 21.276
UKPN | ElectricEngagement | Storage/Batteries | Srg_BB001_3 | Batteries >= 5 MW | 1226.1 | 2319.426 | 2599.126 | 2843.926 | 2934.826 | 3182.626 | 3645.515 | 3945.515 | 4045.315 | 4045.315 | 4045.315 | 5045.679 | 5045.679 | 5045.679 | 5045.679 | 5045.679 | 5045.679 | 5045.679 | 4561.107 | 4383.659 | 4217.196 | 4104.457 | 4055.091 | 4055.091 | 4055.091 | 4018.263 | 3999.85
UKPN | FallingBehind | Storage/Batteries | Srg_BB001 | Batteries | 1252.5 | 2107.064 | 2148.064 | 2238.064 | 3372.39 | 3731.99 | 4076.58 | 4261.48 | 4459.28 | 4772.279 | 5072.279 | 5072.279 | 5072.279 | 5072.279 | 5072.279 | 5072.279 | 5072.279 | 5072.279 | 5072.279 | 5072.279 | 5072.279 | 5072.279 | 5072.279 | 5072.279 | 5072.279 | 3465.092 | 3311.173
UKPN | FallingBehind | Storage/Batteries | Srg_BB001_1 | Batteries > 200 kW | 0 | 0.2 | 0.2 | 0.2 | 0.2 | 0.2 | 0.2 | 0.2 | 0.2 | 0.2 | 0.2 | 0.2 | 0.2 | 0.2 | 0.2 | 0.2 | 0.2 | 0.2 | 0.2 | 0.2 | 0.2 | 0.2 | 0.2 | 0.2 | 0.2 | 0.2 | 0.2
UKPN | FallingBehind | Storage/Batteries | Srg_BB001_2 | Batteries >= 1 MW and <5 MW | 26.4 | 26.4 | 26.4 | 26.4 | 26.4 | 26.4 | 26.4 | 26.4 | 26.4 | 26.4 | 26.4 | 26.4 | 26.4 | 26.4 | 26.4 | 26.4 | 26.4 | 26.4 | 26.4 | 26.4 | 26.4 | 26.4 | 26.4 | 26.4 | 26.4 | 18.563 | 17.813
UKPN | FallingBehind | Storage/Batteries | Srg_BB001_3 | Batteries >= 5 MW | 1226.1 | 2080.464 | 2121.464 | 2211.464 | 3345.79 | 3705.39 | 4049.98 | 4234.88 | 4432.68 | 4745.679 | 5045.679 | 5045.679 | 5045.679 | 5045.679 | 5045.679 | 5045.679 | 5045.679 | 5045.679 | 5045.679 | 5045.679 | 5045.679 | 5045.679 | 5045.679 | 5045.679 | 5045.679 | 3446.329 | 3293.16
UKPN | HolisticTransition | Storage/Batteries | Srg_BB001 | Batteries | 1252.5 | 2345.826 | 2625.526 | 2870.326 | 2961.226 | 3209.026 | 3671.915 | 3971.915 | 4071.715 | 4071.715 | 4071.715 | 5072.279 | 5072.279 | 5072.279 | 5072.279 | 5072.279 | 5072.279 | 5072.279 | 5072.279 | 5072.279 | 5072.279 | 5072.279 | 5072.279 | 5072.279 | 5072.279 | 3655.096 | 3509.924
UKPN | HolisticTransition | Storage/Batteries | Srg_BB001_1 | Batteries > 200 kW | 0 | 0 | 0 | 0 | 0 | 0 | 0 | 0 | 0 | 0 | 0 | 0.2 | 0.2 | 0.2 | 0.2 | 0.2 | 0.2 | 0.2 | 0.2 | 0.2 | 0.2 | 0.2 | 0.2 | 0.2 | 0.2 | 0.2 | 0.2
UKPN | HolisticTransition | Storage/Batteries | Srg_BB001_2 | Batteries >= 1 MW and <5 MW | 26.4 | 26.4 | 26.4 | 26.4 | 26.4 | 26.4 | 26.4 | 26.4 | 26.4 | 26.4 | 26.4 | 26.4 | 26.4 | 26.4 | 26.4 | 26.4 | 26.4 | 26.4 | 26.4 | 26.4 | 26.4 | 26.4 | 26.4 | 26.4 | 26.4 | 19.489 | 18.782
UKPN | HolisticTransition | Storage/Batteries | Srg_BB001_3 | Batteries >= 5 MW | 1226.1 | 2319.426 | 2599.126 | 2843.926 | 2934.826 | 3182.626 | 3645.515 | 3945.515 | 4045.315 | 4045.315 | 4045.315 | 5045.679 | 5045.679 | 5045.679 | 5045.679 | 5045.679 | 5045.679 | 5045.679 | 5045.679 | 5045.679 | 5045.679 | 5045.679 | 5045.679 | 5045.679 | 5045.679 | 3635.406 | 3490.944
UKPN | HydrogenEvolution | Storage/Batteries | Srg_BB001 | Batteries | 1252.5 | 2345.826 | 2625.526 | 2870.326 | 2961.226 | 3209.026 | 3671.915 | 3971.915 | 4071.715 | 4071.715 | 4071.715 | 5072.279 | 5072.279 | 5072.279 | 5072.279 | 5072.279 | 5072.279 | 4432.611 | 4278.065 | 4033.275 | 3765.812 | 3526.602 | 3468.595 | 3468.595 | 3451.771 | 3323.357 | 3250.702
UKPN | HydrogenEvolution | Storage/Batteries | Srg_BB001_1 | Batteries > 200 kW | 0 | 0 | 0 | 0 | 0 | 0 | 0 | 0 | 0 | 0 | 0 | 0.2 | 0.2 | 0.2 | 0.2 | 0.2 | 0.2 | 0.2 | 0.2 | 0.2 | 0.2 | 0.2 | 0.2 | 0.2 | 0.2 | 0.2 | 0.2
UKPN | HydrogenEvolution | Storage/Batteries | Srg_BB001_2 | Batteries >= 1 MW and <5 MW | 26.4 | 26.4 | 26.4 | 26.4 | 26.4 | 26.4 | 26.4 | 26.4 | 26.4 | 26.4 | 26.4 | 26.4 | 26.4 | 26.4 | 26.4 | 26.4 | 26.4 | 23.28 | 22.528 | 21.334 | 20.029 | 18.862 | 18.58 | 18.58 | 18.498 | 17.872 | 17.518
UKPN | HydrogenEvolution | Storage/Batteries | Srg_BB001_3 | Batteries >= 5 MW | 1226.1 | 2319.426 | 2599.126 | 2843.926 | 2934.826 | 3182.626 | 3645.515 | 3945.515 | 4045.315 | 4045.315 | 4045.315 | 5045.679 | 5045.679 | 5045.679 | 5045.679 | 5045.679 | 5045.679 | 4409.132 | 4255.337 | 4011.741 | 3745.582 | 3507.54 | 3449.815 | 3449.815 | 3433.073 | 3305.285 | 3232.984
In addition to the above checks, we also carry out tests in the pre-processing of the data, also addressing all years between 2024 and 2050.
Furthermore, we check that minimum and maximum values reported in the outputs are sensible.
ERM Data Sources
Data Source (ERM excel file name) |  |  |  |  | Year 2024: Purpose of use; Year 2028: User
Small scale PV and storage UKPN V2.22.xlsb